## Sheet1
Product No | Description | Rate
06400027 | VALVOLA GAS CG340R01-VT2WF1 ZU TYP 9-12 | 1151.66
0AA000100 | NON RETURN VALVE | 48.59
0AA05204U | DHW SENSOR NTC | 30.9
0AA05400U | A SERIES VALVE SET WITH DRAIN | 123.76
0AX00660U | PUMP UPM2 25-60 | 244.66
0DFL080KU | AIR INTA KE FILTER DFL080KU | 98.16
0EAA10477 | COVER AIR SUPPLY Ï80 | 10.32
0EAT19045 | AIRBOX OSS1/2 | 144.73
0EAT19046 | AIRBOX OSS4 | 165.67
0KITEURON | SERVICE KIT EURON | 152.91
0KITEVVO | SERVICE KIT EVO | 85.02
0KITFS287 | SERVICE KIT FLOOR STANDING LOWER | 155.9
0KITFS3600 | SERVICE KIT R3400 - R3600 | 201
0KITL145 | SERVICE KIT THISION L100-145 | 146.52
0KITL85 | SERVICE KIT THISION L 50-85 | 146.76
0KITR600 | SERVICE KIT R600 C/W PROBE, SEALS | 159.73
0KITWM120 | SERVICE KIT ULTRAMAX WM HIGH | 124.2
0KITWM65 | SERVICE KIT ULTRAMAX WM LOW | 93.41
0KITXL | SERVICE KIT XL | 115.97
0REE006AS | IGNITION ELECTRODE + GASKET | 62.2
0S4256410 | DRAIN VALVE | 11.97
0S4361510 | ISOLATION VALVE | 51.62
0S4614000 | AIR SUPPLY GASKET 120 | 10.01
0S4754000 | FLEX HOSE | 25.07
0S4771900 | O-RING 14.00 X 2.00 A SERIE 4 | 13.28
0S4782700 | CONTROL UNIT LMU-B A SERIES | 402.33
0S4785900 | CABLE HARNESS 230 A SERIES | 39.68
0S4825200 | GASKET FOR SAFETY VALVE (X5) | 23.6
0S4835200 | CONTROL UNIT LMU B A SERIES | 390.77
0S4889200 | CABLE TREE Y PLAN | 45.56
0S5033700 | PUMPMOTOR UPMO 20-60 130 9U MOD | 231.02
107825 | GAS VALVE WITH CAPACITY REGULATOR | 156.14
107828 | GAS VALVE | 161.38
11001529 | CONTROL TOWER BACKSIDE UNICO 8-60 KS BLA | 64
11001530 | DOOR FOR ECU UNICO 8-60 KS M.LEFT BLACK | 60.3
11001556 | GASKET 130MM FLUEGAS PIPE/COND. TRAY | 34.87
11001558 | GASKET TOP PANEL CONCENTRIC DN150 | 54.1
11002057 | LOCK CONTR.T.-AIRBOX | 5.33
11002059 | COVER MAD | 12.67
11002060 | CENTRAL COVERAGE 72X72 | 12.96
11002165 | CONTROL UNIT | 261.98
11002331 | 11/4 TUBE WITH FILTER U40-60 | 116.86
11002358 | DOUBLE PRESSOSTAT SWITCH | 225.49
11002458 | FILTER 195X30-1,5 RETURN PIPE U40-60 | 14.58
11002459 | CAP WITH O-RING | 18.54
11002460 | NUT M35 30 | 13.68
11051206 | CONNECTORS KIT | 260.69
12002251 | OIL HOSE DN6 G3/8F G1/4M 90░ L1500+NIP. | 38.55
12012712 | TYP 601 T-120V/ET-SET ELECTRODE | 107.3
12013460 | GASKET 1 1/2 in 44x32 | 3.14
12013493 | SEAL D21/30Xs - AFM34 | 17.41
12016166 | GASKET 12X3X20000 mm NEOPR. | 143.9
12017013 | FAN RG 128/1300 | 324.74
12017057 | GASKET / FAN | 17.5
12017112 | GASKET BURNER | 47.96
12017321 | INTERMEDIATE RING (BURNER) | 53.32
12018344 | EXTERNAL CURRENT ANODE PROTECH | 29.26
12018487 | ADJUSTABLE FEET M10X40 | 5.25
12023613 | ROOF HOOK (COATED) | 44.53
12023943 | GASKET EPDM D110 GAS SYSTEMS PPS | 17.86
12026209 | SYPHON PP D40 STRATON | 61.59
12026759 | ANTIFREEZE TYCOFOR-LS 10L CANISTER | 59.71
12027463 | ELECTRODE (DETECTION) | 75.69
12027540 | FUSES HOLDER | 13.43
12027661 | PROBE CONNECTOR | 7.8
12027683 | EXCHANGER GASKET | 25.29
12027837 | MIXER | 84.26
12027848 | FLUE (EXHAUST MANIFOLD / HEADER) | 83.48
12027925 | MIXER | 71.99
12027936 | COLLECTEUR GAZ COMBUS.TRI 33 | 53.56
12027958 | GASKET | 9.91
12027991 | CABLE (DETECTION ELECTRODE) | 23.47
12028002 | CABLE (IGNITION ELECTRODE) | 63.1
12030961 | INSULATION GASKET KIT ( EXCHANGER) | 71.24
12032798 | CLAMPING RING REDUCED DN 22X15 SIMPLEX | 12.71
12032809 | CLAMP RING REDUCTION FOR COPPER 18 MM | 16.34
12034789 | EXCHANGER | 1494.66
12034800 | EXCHANGER | 1868.44
12034976 | CABLE (PUMP) | 16.27
12035009 | PRINTED CIRCUIT BOARD AGU | 155.48
12035020 | BURNER GASKET | 9.07
12035031 | BURNER (COMPLETE) | 117.27
12035097 | DIAPHRAGM (SILENCER) (35X8) | 2.75
12035108 | FLUE (EXHAUST MANIFOLD / HEADER) | 44.39
12035119 | PLUG KIT WITH GASKET | 29.43
12035130 | O-RING | 2.67
12035141 | NTC PROBE | 18.07
12035152 | GASKET (ADHESIVE) | 6.46
12035163 | MIXER | 46.5
12035174 | O-RING ID17,86X2,62 EPDM 75░ | 3.35
12035196 | SAFETY VALVE | 47.84
12035207 | RUBBER WASHER | 5.66
12035229 | PRESSURE GAUGE | 25.75
12035251 | ELECTRODE (IGNITION) | 46.86
12035262 | ELECTRODE (DETECTION) | 34.95
12035306 | BURNER (COMPLETE) | 129.11
12035350 | CABLE (MOTORISED VALVE) | 21.93
12035383 | ELECTRODE (DETECTION) | 35.49
12035482 | CABLE (FAN/AIR PRESSURE SWITCH) | 34.84
12035493 | WIRING (P.C.B.-LMU) | 68.78
12035515 | FIXING KIT | 26.79
12035526 | FIXING KIT | 31.25
12035592 | CABLE (PROBES) | 14.93
12035625 | GAS VALVE GASKET | 1.73
12035636 | CABLE (P.C.B./AIR PRESSURE SWITCH) | 10.64
12035647 | FLOW DETECTION KIT WITH MAGNET | 40.21
12035658 | 3-WAY SPRING KIT (D.H.W.) | 81.06
12035691 | 3-WAY SPRING KIT (D.H.W.) | 84.79
12035724 | HEATING ACTUATOR BUSH | 26.13
12035966 | GASKET (3/4 ) | 3.3
12035988 | GASKET (D=80) | 9.46
12035999 | SENSOR | 22.71
12036043 | GAS VALVE GASKET | 4.84
12036054 | GASKET (5030 EPDM) | 13.24
12036087 | PROBE | 34.72
12036098 | PRINTED CIRCUIT BOARD (DISPLAY) | 58.76
12036109 | FUSE T6.3A250V D5X20 MM | 3.58
12037055 | PRESSURE GAUGE 0-6 BAR D:50 1/4" | 45.43
12037583 | GASKET (25X3 NEOPRENE) | 77.7
12037605 | GASKET (25X3 NEOPRENE) | 175.4
12037638 | GASKET (25X3 NEOPRENE) | 244.64
12037660 | GASKET | 54.19
12037682 | GASKET | 56.93
12037858 | GASKET | 127.61
12037880 | GASKET | 89.11
12038386 | GASKET | 160.04
12038408 | GASKET TOP PLATE | 246.14
12038584 | GASKET D=38mm d=26mm | 6.83
12039948 | IGNITION ELECTRODE D9,5X55 D6,4 D3X40 | 59.36
12045316 | VALVE V3V KIT | 35.35
12046251 | BALL VALVE DN25 R 1Z M. 1/2ZANSCHL. | 16.91
12046416 | UNION NUT GF374 G11/2Z-1Z MS | 7.92
12046790 | WIRING (BRENNER-MAIN BOARD PCB 1 ST.) | 38.55
12048088 | WIRING (FAN PVM SIGNAL) | 17.38
12049331 | SUPPORT (PRESSURE GAUGE) | 3.58
12050035 | CONTROL BOARD MPA 16.04/V3.00/U22/MV-BR. | 824.35
12050409 | KIT (GASKETS FOR METAL BURNER) | 61.86
12052785 | SCREW M5X10-D11X4 FOR PLASTIC COVER | 3.7
12053159 | PLUG 1/2 + SEALING RING | 6.1
12056536 | CONTROL BOX LMU64 TRIGON L65 | 862.26
12056547 | CONTROL BOX | 574.3
12056558 | CONTROL BOX | 826.99
12056569 | CONTROLLER LMU64.056D167 TRIGON L120 | 645.77
12056712 | PLATE HEAT EXCHANGER ? 20░ | 854.11
12056723 | PLATE HEAT EXCHANGER ? 20░ | 892.43
12056800 | EXCHANGER GASKET D:100mm | 12.7
12056866 | IGNITION CABLE | 68.33
12056877 | COMPLETE TRAP | 151.1
12056888 | GAS VALVE | 281.55
12057009 | FAN GASKET (KIT) | 23.98
12057713 | GAS VALVE BLOCK SIGMA | 142.04
12057713-01 | GAS VALVE BLOCK SIGMA 848 230V 9.2VA | 142.04
12059000-01 | AIR PRESSURE SWITCH 139 Pa | 48.31
12059132 | GASKET 3/8 | 3.45
12059308 | UNION | 6.65
12059770 | EXCHANGER GASKET 80MM | 72.34
12059803 | PIPE FLANGE DN 25 L262 | 31.24
12060386 | NTC SENSOR | 25.72
12061882 | BALL VALVE MU 1Z-M28x1.5 F.PUMP-GR SOLAR | 88.98
12061904 | TEMPERATURE GAUGE FOR PUMP GROUP | 35.43
12061937 | RETURN VALVE MS SET UP | 79.34
12061959 | CORRUGATED HOSE STEEL 3/4Z L 480MM | 69.84
12061981 | OVERHEAD NUT M28 X 1. 5 BRASS | 43.36
12067866 | CABLE L:0.15m | 25.5
12067954 | HEAT EXCHANGER 26 PLATES 17B207260 | 185.15
12074829 | GASKET (COVER-CONDENSATOR)-170X18X5 | 41.79
12076699 | GASKET | 3.14
12077007 | CLIP | 14.5
12077084 | GASKET | 30.23
12077139 | CONTROL PANEL (COMPLETE WITH WIRINGS) | 420.68
12078910 | BURNER DOOR COMPLETE TRL100 | 649.34
12078921 | DOOR ASSY | 782.08
12079328 | LMU3.03 TRIGON 44 | 737.5
12079801 | COMPRESSOR ZH92K4E-TWD-524 | 5161.79
12079823 | CARTER-HEATING ELEMENT | 143.28
12080098 | 4-WAY VALVE | 290.93
12080120 | 4-WAY VALVE | 975.6
12080769 | RELAY | 47.5
12080978 | CONTR. LMU 64. 070D167 TRIGON S 33. 1 | 708.25
12083684 | 2nd&3rd HEAT EXCHANGER + GASKET | 6506.34
12083695 | 2nd&3rd HEAT EXCHANGER + GASKET | 4600.58
12083706 | 2nd&3rd HEAT EXCHANGER + GASKET | 5334.55
12083717 | 2nd&3rd HEAT EXCHANGER + GASKET | 9291.3
12083728 | 2nd&3rd HEAT EXCHANGER + GASKET | 10157.87
12083739 | 2nd&3rd HEAT EXCHANGER + GASKET | 8451.55
12083750 | 2nd&3rd HEAT EXCHANGER + GASKET | 9358.46
12083849 | SIGHT GLASS ASSY (WITH MIRROR) | 116.93
12084300 | VENTILATOR+GASKET | 909.1
12084311 | VENTILATOR+GASKET | 1622.98
12084322 | VENTILATOR+GASKET | 3706.65
12084333 | GAS VALVE | 1078.29
12084366 | PRESSURE SWITCH + GASKET | 86.96
12084432-01 | LPG TRANSFORMATION KIT R602-R603-R604 | 63.69
12084487 | GASKETS SET | 164.19
12084498 | GASKETS SET | 181.81
12084509 | GASKETS SET | 83.62
12084531 | CABLE (IGNITION ELECTRODE) | 46.51
12084542 | CABLE (IONIZATION ELECTRODE) | 54.41
12084553-01 | CONTROL BOX KM628 | 1179.14
12084575 | PROBE 5K WATER / FLUE GAS | 45.76
12084641 | RELAY FIN 40.52.8.120.5000 120V | 105.38
12084652 | RELAY SCHRACK RTB74012 | 8.39
12084729 | HEADER HEAT EXCH. 3 PASS CH | 464.91
12084740 | HEADER HEAT EXCH. 3 PASS CH | 626.26
12084795 | HEADER CONN. 1ST/2ND HE CH | 595.28
12085026 | GAS VALVE+MIXER COMPLETE | 1383.04
12085037 | GAS VALVE+MIXER COMPLETE | 1294.09
12085059 | AIR INLET BOX | 275.41
12085070 | AIR INLET BOX | 177.16
12085081 | AIR INLET BOX | 233.78
12087138-01 | CONTROL BOX KM628 | 1048.16
121372 | NOZZLE DEL 3,00 GPH 80░ A | 40.53
122211 | PIPE (GAS VALVE/PILOT BURNER) | 29.13
122251 | PIPE (GAS VALVE/PILOT BURNER) | 8.99
122452 | PIPE (GAS VALVE/BURNER) | 22.55
122453 | PIPE (GAS VALVE/PILOT BURNER) | 14.94
122459 | PIPE (GAS VALVE/MAIN BURNER) | 16.7
123035 | PROBE SHEATH | 21.56
125106 | FLANGE (D.75) | 18.66
125673 | INLET PIPE | 34.64
129189 | ANODE D33X610/580 1 1/4IN | 30.71
13000969 | TUBES PUMP/NOZZLE LINE | 11.37
13006684 | SET BAFFLE PLATE D100 6SL H6+NOZ.D50+CAP | 33.67
13007690 | ELECTRODE BLOCK 25X46 d6,4 D1,5X18,7 56░ | 30.49
13007803 | GASKET/BURNER FLANGE 244X244X8 D158 | 16.08
13007853 | SCREW CAPTIVE D16/3,7/M5X19/COVER | 19.57
13007907 | ELECTROD.BLOC.25X48 D4D1,5X22 45░ +SCREW | 53.2
13009619 | GASKET/BURNER FLANGE 228X220X10 D180 | 33.57
13009626 | IONISATION PROBE D8X120 d6,4 D4X36 | 30.15
13009651 | AIR PRESSURE DIF.PLUG ADJUTAGE D0,7 L107 | 115.47
13009654 | MOTOR 1.5KW 230/400V D19 + PLUG | 343.95
13009663 | IGNITION TRANSFO. EBI 2X7,5 230V | 98.98
13009670 | PLUG WIELAND 7P | 3.7
13009726 | ELECTROD.BLOC.27X55 d6,4 D2X23 45░+SCREW | 88.45
13009981 | MOTOR 0,16KW230V D12,7 | 151.2
13009987 | BAFFLE PLATE D90/20X79 6SL R | 93.41
13010006 | COIL SUN PUMP AS-AP-AL-AT-A2L | 29
13010012 | FAN WHEEL D146 X52 D12,7 | 19.31
13010014 | MOTOR 0,13KW230V D12,7 | 118.19
13010016 | CAPACITOR 6,3ÁF 2P 3mm | 13.2
13010058 | CABLE GROMMET D12/9/2,3X11/NEOPREN | 3.35
13010082 | GAS VALVE MB-VEF412 B01 S10 RP1 1/4 | 692.37
13010095 | FAN WHEEL D160X52 D12,7 | 35.96
13010101 | FAN WHEEL D133X42 D10 | 28.25
13010111 | AIR PRESS. SWITCH LGW 3 A2 0.4-3MB DIN | 42.31
13010501 | GASKET/BURNER FLANGE 156X156X6 D80 | 43.76
13010502 | GASKET/BURNER FLANGE 156X156X5 D90 | 13.76
13010519 | CABLE MOTOR+PLUG 3P/RAST3P L300 | 48.24
13010528 | IGNITION ELECTRODE D6X80 d4 D2X7 FLANGE | 11.34
13010529 | IONISATION PROBE D8X80 d4 D2X27 80░ F+S | 56.57
13011040 | BAFFLE PLATE D75/20 6SL L | 36.06
13011090 | CABLE SOL.VALVE+PLUG 3P/RAST3P L420V1 | 4.78
13011096 | FAN WHEEL D180X75 D12,7 | 51.62
13011114 | O-RING KIT D34,5X3,5+D11X2/MB.412 | 18.15
13011117 | CAPACITOR 4ÁF 2P 3mm | 11.26
13011119 | ELECTRODE BLOCK 25X48 d4 D1,5X19 52░ | 12.74
13011123 | IGNITION CABLE D4/D4 L270X2 + FUNNEL | 22.86
13011129 | IGNIT.ELECTRODE D7/12X80 D6,4 D2X67 R+L | 58.74
13011135 | OIL PUMP AE 45 D 1308 6P | 243.77
13011149 | GASKET/BRAID D90X5X5-298 | 20.17
13011607 | MOTOR 0.16KW 230V GMP | 107.25
13011733 | O-RING KIT D70X3+D66,3X2,6 (2)/VGD20 | 27.81
13012675 | CABLE SOL.VALVE+PLUG 3P/RAST3P L300V1 | 50.28
13012678 | PHOTOCELL IRD 1010.1 AXIAL | 78.16
13012681 | OIL PUMP BFP 52 EL3 LES | 252.24
13012984 | CAPACITOR 10ÁF 2P 3mm | 19.98
13013102 | GASKET/BURNER FLANGE D242/125X10 | 10.36
13013231 | ACTUATOR LKS 120.13 | 200.04
13013524 | IGNITION CABLE D4/D4 L365 AP | 7.3
13013525 | IONISATION CABLE D4 BAN/D4 L350 | 20.49
13013892 | NOZZLE DAN 0,30 GPH 60░ S | 27.27
13014989 | IONISATION CABLE MC4/D4 L500 | 14.21
13014990 | IGNITION CABLE D4/D4 L510 AP (X1) | 17.5
13015121 | IONISATION CABLE MC4/D4 L650 | 11.91
13015229 | IGNITION CABLE D4/D4 L660 | 14.66
13015338 | IGNIT.ELECTRODE D8X120 d6,4 D3X32 96░ L | 57.78
13015339 | IGNIT.ELECTRODE D8X120 d6,4 D3X32 96░ R | 84.91
13015497 | HOSE D4/7 L500 SILICONE | 17.24
13016058 | NOZZLE DAN 7,50 GPH 60░ B | 7.22
13016066-01 | NOZZLE DAN 1,25 GPH 45░ S | 20.25
13016069 | NOZZLE DAN 1,75 GPH 45░ S | 16.65
13016071 | NOZZLE DAN 2,25 GPH 45░ S | 20.75
13016073 | NOZZLE DAN 2,00 GPH 45░ S | 19.34
13016075 | NOZZLE DAN 3,00 GPH 45░ S | 38.39
13016951 | PLATE BOX ADJUST OIL R 61X60+CABLE GROM. | 29.04
13017148 | CABLE GROMMET 34X15X12 2XD3,25 | 25.07
13017364 | AIR RECYCLING 119/114X60 78░ (BLACK) | 34.41
13017369 | SOUND INSULATION/AIR BOX 220X158X62/V2 | 37.5
13017465 | COMB.HEAD OIL L420 D90/20-6SL.CPL. | 338.88
13017802 | GRADUATED RULER 0 - 30 70,5X12 M6 | 35.16
13018135 | GASKET/BURNER FLANGE 176X176X8 D115 | 30.13
13018138 | AIR FLAP 124X65X63,5+BUTTON | 39.38
13018142 | NOZZLE ROD D8 L420 M8 | 83.23
13018149 | FLAME TUBE D115/100 L350 | 229.46
13018153 | ELECTRODE BLOCK 25X43 D4 D1,5X32 30░ | 25.47
13018327 | TUBE PUMP/NOZZLE LINE 2 ST. | 19.97
13018343 | NOZZLE DAN 0,40 GPH 60░ S | 26.77
13018350 | NOZZLE DAN 0,45 GPH 80░ S | 42.29
13018403 | SETTING KEEPER RING D25/19X3/NOZZ.-BAF. | 25.68
13018449 | NOZZLE DAN 2,75 GPH 45░ S | 38.59
13018547 | IONISATION PROBE D8X120 d6,4 D4X80 45░ | 56.08
13018590 | GASKET/BURNER FLANGE 205X195X8 D139 | 37.91
13020502 | AIR PRESS.SWITCH 604.91 0,5-5MB+RAST | 46.34
13020612 | GAS VALVE MB-VEF407 B01 S10 RP3/4IMPULS. | 617.97
13020613 | GAS VALVE MB-VEF412 B01 S10 RP1 1/4IMPUL | 713.41
13020808 | IGNITION CABLE D4/D4 L850 | 17.64
13020809 | IONISATION CABLE MC4/D4 L850 | 16.82
13021143 | FAN WHEEL D180X70 D12,7 | 29.97
13021624 | OIL FEED TUBE | 9.02
13021733 | AIR BOX 315X164X62+INSULATION | 45.23
13021919 | BRACKET ACTUATOR STA 54,5X82X23,5 D16 | 59.74
13021960 | PLATE BOX ADJUST GAS 61X60 D7,5+2XD9 L52 | 6.75
13022753 | OIL PUMP BFP 21 L3 LES R2 | 141.9
1318428980 | FILTER FOR POMPE SUNTEC | 12.86
17004731 | GASKET 150MM FLUEGAS PIPE/COND. TRAY | 32.47
17004742 | CHIMNEY SEAL RING 200mm SILICON | 26.8
17006755 | PROBE SHEATH 1/2 D:7.2 L:200mm | 45.31
17006766 | SPRING | 8.7
17008295 | RELAY FINDER 85.02.8.240 | 113.96
17010022 | CONNECTION M F | 15.66
17013674 | AUTO AIR VENT SPIROTOP | 196.5
17015694 | IONISATION CAP SHORT | 44.52
17016034 | DISASSEMBLY KIT R3603SB | 286.2
17016093 | AIR PRESSURE SWITCH ASSEMBLY 240V (UK) | 342.72
17016486 | CONNECTION 1/2 x 22MM | 73
171260 | FLUEGASSYSTEM PP SET PP OSS1 | 43.9
171450 | AIR INTAKE MUFFLER OSS1 | 26.76
171451 | AIR INTAKE MUFFLER OSS2 | 26.76
171452 | AIR INTAKE MUFFLER OSS4 | 24.9
171528 | SEGMENT RING DN16 | 4.98
171669 | BURNER PLATE U8-23 | 95.64
171670 | BURNER PLATE 27-34 300X210X20 | 137.14
200159 | THERMOCOUPLE | 15.33
200166 | THERMOCOUPLE | 14.13
200168 | THERMOCOUPLE (INTERRUPTED L = 700) | 18.29
200252 | CABLE (PIEZO IGNITION) | 6.95
200253 | IGNITION ELECTRODE | 12.3
200254 | PUSH BUTTON (PIEZO) | 18.8
200259 | CABLE (PIEZO IGNITION) | 4.19
210130 | SIGNAL LAMP | 9.52
212007 | SWITCH | 18.2
212582-01 | AIR PRESSURE SWITCH 100 Pa | 36.76
212603 | THERMOSTAT (IMIT TR2) | 38.7
216753 | GAS GROUP | 321.62
220286 | SUPPORT PLATE (GAS VALVE) | 12.2
220287 | GAS VALVE CASING (EUROSIT) | 11.42
220288 | COVER (GAS VALVE KNOB) | 6.37
220374 | FUME THERMOSTAT PROTECTION | 6.6
220550 | BOSS | 8.82
220718 | COMPLETE MOLDING DOOR | 17.96
221111 | UPPER PLASTIC COVER | 20.08
230202 | SAFETY VALVE (1" F-F 8 BAR) | 32.4
230224 | SAFETY VALVE (1/2" M - 3/4" F) | 13.42
230273 | GAS SOLENOID VALVE | 83.05
230274 | GAS VALVE | 151.79
230514 | ANODE PLUG | 14.57
230519 | DISCHARGE PLUG | 17.18
230536 | PLUG | 9.98
230712 | THERMOCOUPLE FIXING FITTING | 11.04
230776 | UNION | 2.84
230777 | 1/2 PIPE (GAS INLET) + RUBBER | 21.89
240151 | NUT #16#1 H=3 | 5.89
243005 | SAFETY BLOCK | 15.92
243018 | CONNECTOR + EUROSIT VALVE BI CONE | 3.16
243047 | THERMAL PROTECTION | 18.41
243070 | THERMAL PROTECTION | 20.48
243071 | THERMAL PROTECTION | 14.37
245009 | CONTROL KNOB (THERMOSTAT) | 7.1
260221 | THERMOMETER | 8.32
289001 | BURNER JET | 11.08
289007 | BURNER JET | 9.55
289013 | BURNER JET M11 Ï1,75 GN | 14.82
289014 | BURNER JET M11 Ï1,75 GN | 12.35
289015 | BURNER JET | 12.64
289020 | BURNER JET | 10
289021 | BURNER JET | 14.39
289202 | BURNER JET (PILOT-D=27GN) | 5.32
289252 | COMPLETE MOLDING DOOR | 18
289256 | FRONT COVER | 20.81
289257 | SIDE COVER | 26.91
289280 | FLUE BAFFLE | 35.3
289293 | BURNER | 48.23
289295 | FLUE BAFFLE | 37.39
289296 | FLUE BAFFLE | 38.35
289329 | BASE + GASKET | 65.15
289335 | REDUCER (VENT STACK) | 16.03
289442 | O-RING | 3.3
289741 | FLUE HOOD (COMPLETE) | 66.55
290017 | EXTENSION (FLUE BAFFLE - L=342MM) | 6.76
290128 | RUBBER GASKET | 5.63
290132 | GAS VALVE GASKET | 5.03
290135 | FLUE PIPE GASKET | 13.88
290139 | FLANGE GASKET D.106 | 15.59
290147 | O-RING GASKET | 3.36
290192 | EXTENSION (FLUE BAFFLE - L=250MM) | 5.56
290257 | FLUE BAFFLE | 17.77
290356 | SPRING (PROBE CLAMP) | 4.27
290450 | SPRING (FLUE BAFFLE SUPPORT) | 9.54
290595 | BURNER JET | 11.45
290626 | BURNER (MAIN) | 49.04
290628 | PILOT BURNER + NG JET | 22.41
290642 | BURNER | 57.58
290643 | BURNER (PILOT) | 17.8
290661 | BURNER JET | 11.4
290706 | BURNER JET | 10.38
290715 | BURNER JET | 11.36
290726 | BURNER JET (PILOT) | 4.59
290727 | BURNER JET (PILOT) | 4.79
290774 | BURNER JET | 12.77
290776 | BURNER JET | 11.4
290811 | SPRING (FLUE BAFFLE) | 14.04
290919 | WATER TRAY | 15.54
290926 | FLUE HOOD (COMPLETE) | 37.86
290954 | BURNER JET | 9.73
291039 | ANODE F.1/2" D:21,3 L:400 | 28.25
291086 | ANODE D:21,3 L:800 M8 | 26.69
291087 | ANODE D:21,3 L:1000 M8 | 23.69
291095 | 21X1045 M8 6 ELEMENT HOSE ANODE | 58.88
300009831 | AIR VENT VALVE 3/8" | 40.74
300024278 | BURNER ATMO 30-50KW KPL (2-FACH) THR/TH | 1035.03
319516 | ANODE D:21 L:1200 WITH PLUG | 78.93
319524 | ANODE (D:21L:598) | 49.88
323506 | CERAMIC RESISTANCE 6000W (L=1020 MM) | 251.1
323507 | CERAMIC RESISTANCE 4500W (L=770 MM) | 161.16
324002 | GASKET (D.24,5/15X4,5) | 3.29
3318887-SP | CONNECTIVITY GPRS + ROOM SENSOR AR | 306.21
3319089-SP | ARISTON NET LIGHT GATEWAY | 132.69
3333110178 | FILTER SINTERBRONS (212 6051) | 29.83
3333170053 | GASKET (COVER OF COMBUSTION CHAMBER) | 23.59
335518 | BAFFLE PLATE | 10.55
336201 | MATING FLANGE D.110 | 27.53
336204 | BRIDE 110 SUP 2 GBE | 57.88
337041 | AIR LIMITER D.24 NG | 18.82
337049 | BAFFLE PLATE | 16.92
337468 | FIXING BRACKET (UPPER COVER) | 27.87
337544 | FIXING SPRING (THERMOSTAT) | 9.32
337760 | FIXING BRACKET (FLUE HOOD) | 11.39
337769 | AIR GRATE | 104.83
337779 | THERMAL PROTECTION BRACKET | 23.56
337834 | FLUE BAFFLE | 53.22
337837 | BAFFLE NHREV 36 | 31.97
337853 | PRESSURE SWITCH BRACKET | 12.74
337864 | CONTROL FACIA | 393.6
337879 | COVER | 204.96
337920 | GAS RESTRICTOR | 26.44
337923 | RESTRICTOR | 22.71
337925 | BAFFLE NHREV 18 | 30.54
337957 | PLASTIC COVER D:560 | 73
337967 | CUFF D.560 MM | 126.81
3381359-SP | KIT WIFI ARISTON CLIMA | 34.43
338290 | SHEATH (THERMOSTAT) LG 350 | 36.3
338328 | SHEATH (THERMOSTAT) | 35.08
338345 | PILOT BURNER INLET PIPE | 47.98
338347 | PILOT BURNER INLET PIPE | 91.04
338373 | PILOT BURNER INLET PIPE | 83
338392 | PIPE (MAIN FLOW SWITCH) | 20.2
338406 | PRESSURE SENSING TUBE | 17.62
338410 | SHOWER HOSE (MT. 3) | 98.7
338445 | UNION | 32.02
338476 | PIPE (GAS INLET) | 17.4
338511 | PILOT BURNER PIPE | 17.23
339327 | BURNER (L=600MM) | 60.55
339328 | BURNER (L=560MM) | 67.51
339329 | BURNER (PILOT SUPPORT) L=560MM | 88.5
339330 | BURNER (L=520MM) | 52.04
339331 | BURNER (PILOT SUPPORT) L=520MM | 79.39
339352 | INJECTOR D: 3.25 | 13.88
339354 | INJECTOR D: 1.75 | 14.54
339356 | INJECTOR D: 2.10 | 13.41
339357 | BURNER JET (PILOT) | 11.65
339377 | BURNER (PILOT) | 72.58
339407 | BURNER (NG) | 975.21
339408 | BURNER (NG) | 1051.76
339446 | GAS COLLECTOR | 97.79
339450 | GAS COLLECTOR | 140.17
339451 | INJECTOR D: 1.90 | 14.54
339467 | BURNER | 551.74
339468 | BURNER | 449.6
339488 | BURNER | 3592.6
339491 | CONVERSION KIT > G20/G25 | 78.84
339492 | CONVERSION KIT > G31 | 42.66
340001 | PRESSURE RELIEF VALVE | 206.62
340003 | NOT RETURN VALVE | 80.33
340005 | PRESSURE RELIEF VALVE | 135.21
340019 | PUSH BUTTON (PIEZO) | 25.33
340081 | SAFETY BLOCK | 26.86
340258 | PRESSURE RELIEF VALVE | 442.67
340259 | GAS VALVE | 866.08
340261 | IGNITION ELECTRODE WITH CABLE | 24.73
340327 | THERMOCOUPLE | 22.18
340336 | GAS FILTER | 82.48
340358 | SAFETY THERMOSTAT 97░ | 72.51
340364 | ELECTROMAGNET | 67.6
340365 | GAS VALVE (NG) | 158.08
340366 | GAS VALVE (LPG) | 209.1
340367 | THERMOSTAT (REGULATION) | 56.02
340370 | GAS VALVE (SIT 822 114) | 312.85
340374 | PRINTED CIRCUIT BOARD (CONTROL) | 207.58
340376 | GAS PRESSURE SWITCH | 164.46
340386 | GAS VALVE (SIT) | 203.22
340393 | SAFETY THERMOSTAT 85░ | 72.42
340399 | ELECTRODE (IGNITION D: 9.5) | 120.89
340400 | ELECTRODE (DETECTION) | 77.82
340406 | ANODE (PROTECH) | 51.52
340407 | ANODE (PROTECH) | 32.77
340409 | CABLE (ANODE-PROTECH) | 10.24
340410 | CABLE ELECTRODE L=300MM | 15.94
341169 | COMPLETE SIGNAL LAMP | 12.94
341170 | BIPOLAR SWITCH | 21.01
341204 | ELEMENT (12 KW) | 262.17
341277 | CONNECTOR BLOCK OF CONNECTION | 113.44
341284 | CABLE PERFO 15-30 KW | 60.04
341286 | CABLE PERFO PLUS | 131.49
341299 | UNIPOLAR SWITCH | 28.67
341300 | SIGNAL LAMP CAP | 3.76
341319 | FAN ASSY | 723.08
341326 | CAPACITOR 2 MF | 30.62
341327 | CAPACITOR 6 MF | 59.36
341328 | SOLENOID VALVES CABLE | 47.41
341329 | GAS PRESSURE SEN. SWITCH CABLE | 21.49
343006 | GASKET (FLUE HOOD) | 98.3
343353 | GASKET (O-RING) | 3.62
343356 | 6 HOLES GASKET (INSPECTION FLANGE) | 17.82
343378 | GASKET (FLUE HOOD) | 57.86
343384 | TUBE PVC D:5 L:1M | 11.11
343422 | GASKET D113/155 | 20.9
343423 | GASKET D125/200 | 22.72
343465 | OUTER COVERING | 405.24
343475 | BURNER INLET GASKET | 40.51
343476 | GASKET (FAN) | 11.49
343477 | GASKET (BURNER) | 26.17
343478 | GASKET (FAN) | 25.98
343482 | OUTER COVERING | 378.29
343489 | INSULATING PANEL | 59.5
345400 | SHEATH ELEMENT L=635 MM | 144.33
345523 | STEATITE ELEMENT L=788 MM | 196.1
345526 | SHEATH ELEMENT L=1100 MM | 142.93
346084 | GAS VALVE FLANGE | 17.26
346086 | INTAKE (PRESSURE) | 26.55
346095 | BICONICAL CONNECTOR | 3.05
346172 | LOCK NUT | 93.34
346177 | RESTRICTOR D: 7.50 | 22.13
346178 | RESTRICTOR D: 8.85 | 17.74
346184 | RESTRICTOR D: 2.5 | 18.23
346185 | RESTRICTOR D: 2.8 | 15.19
346190 | RESTRICTOR D: 9.0 | 20.9
346195 | D 0.52 CALIBRATE FITTING | 19.29
346198 | RESTRICTOR D: 7.70 | 23.51
346202 | RESTRICTOR D: 10.60 | 23.34
346203 | RESTRICTOR D: 6.0 | 16.98
346205 | RESTRICTOR D: 4.5 | 28.33
3590785 | DISTRIBUTION PLATE KIT 150 | 81.1
3590789 | DISTRIBUTION PLATE KIT 400 | 131.8
3590790 | DISTRIBUTION PLATE KIT 500 | 164.5
3740846 | GASKET 3/8Z K 24X17MM | 7.14
3740851 | GASKET 1Z 44X32MM | 2.22
3746746 | INDIVIDUAL SEAL D100 SINGLE WALLED | 14
3746749 | INDIVIDUAL SEAL D140 SINGLE WALLED | 23.71
3746750 | INDIVIDUAL SEAL D150 SINGLE WALLED | 14.67
3746751 | INDIVIDUAL SEAL D160 SINGLE WALLED | 26.12
3746752 | INDIVIDUAL SEAL D200 SINGLE WALLED | 11.23
3746753 | INDIVIDUAL SEAL D250 SINGLE WALLED | 31.93
3782273 | COVER FOR MEASURING HOLE | 4.14
396004-01 | CERAMIC RESISTANCE 2000W | 47.87
396010-01 | CERAMIC RESISTANCE 3000W 230V/380V | 91.54
396037 | FLANGE WITH ANODE | 133.45
396117-01 | HEATING ELEMENT 2000W | 55.9
396119 | FLANGE WITH ANODE | 57.98
396120 | FLANGE WITH ANODE | 68.96
396144-01 | STEATITE HEATING ELEMENT 1200W D.33 | 46.04
396151 | FLANGE WITH ANODE (PROTECH) | 106.44
396163 | ELEMENT POCKED + ANODE (PROTEC | 129.36
396174 | FLANGE WITH ANODE | 76.89
397380 | ANODE | 54.46
397381 | ANODE | 81.76
397382 | ANODE | 93.49
397384 | THERMOSTAT REGULATION KNOB | 48.45
397399 | INSPECTION FLANGE | 67.44
397417 | THERMOSTAT REGULATION KNOB | 24.56
406904 | TEMPERATURE+PRESSURE RELIEF VALVE | 86.82
406908 | COMBINED NON-RETURN & P/RELIEF | 123.42
406909 | Combined L/strainer & P/reduce | 203.13
406945 | EXPANSION VESSEL 8 LITRE | 60.92
406953 | VALVE T&P | 133.91
410656 | WALL BRACKET | 19.18
410658 | THERMOSTAT | 21.69
410659 | HEATING ELEMENT FIXING PLATE | 22.93
410660 | THERMOFUSIBLE 115░ | 21.24
410661 | BIPOLAR SWITCH | 14.44
410662 | SWITCHING PLATE | 6.02
410666 | HANDLE (GROUP) | 16.65
410667 | NUT M105 | 2.63
410673 | FLANGE GASKET | 8.33
410674 | SIGNAL LAMP | 10.18
410738 | SPOUT | 54.8
411373 | TAP BODY | 74.54
411374 | MIXING VALVE | 25.51
411378 | THERMOSTAT | 44.44
411379 | SAFETY VALVE (1/2" 2 BAR) | 22.71
411381 | HEATING ELEMENT 1830W 230V | 35.16
4148707742 | COMPLETE INSPECTION COVER | 263.41
4616023403 | COMPRESSION RING D22 | 6.68
4688768090 | GAS VALVE VK8115F1266 M.VENTURIDUESE 003 | 379.83
469004 | ANODE (D.20,4 L:450) | 29.59
469062 | NUT M8 | 1.73
469105 | SIGNAL LAMP | 11.01
469989 | PLASTIC DOWELS | 5.95
4728612722 | NUT (KNURLED) FOR ELECTRODE | 16.73
4758637963 | ELECTRODE (IONIZATION) L113+CABLE | 43.03
4758762887 | ZUSATZMODUL Z1 SYSTRON 2-22-260 | 159.29
4968751653 | KIT GASKETS VK8115 | 18.2
560146 | MICRO SWITCH (TRIPLE) | 19.77
560166 | DIVERTER VALVE (DHW) WITH MICRO | 104.11
560171 | BUTTON (RESET - WIRED) | 21.84
563128 | PIPE CLAMP D:100 L:38 | 15.28
564244 | HIGH LIMIT THERMOSTAT 105C | 16.92
564492 | EXPANSION VESSEL 8L | 71.65
564632 | IGNITION ELECTRODE | 12.55
564885 | THERMOSTAT (D.H.W.) | 28.01
564961 | THERMOCOUPLE | 8.53
566096 | GAS VALVE | 281.29
566098 | SECONDARY EXCHANGER | 119.28
566121 | THERMOSTAT (RANCO) | 37.73
569236 | TEMPERATURE PROBE (C.H.W.) | 12.61
569254 | GASKET (GAS VALVE) | 1.88
569281 | BURNER JET FULL KIT (NG) | 28.96
569282 | BURNER JET FULL KIT (LPG) | 35.93
569292 | SAFETY VALVE (3 BAR). | 18.03
569294 | TIME CLOCK (MECHANICAL) | 137.12
569377 | SAFETY VALVE (8 BAR) | 16.58
569384 | PUSHING CAP | 7.55
569387 | WATER/GAS GASKET 1 INCH | 3.53
569390 | GASKET 1/4 INCH | 1.73
569413 | GASKET 37X26X2 | 1.73
569423 | SELECTOR SWITCH (DHW) | 5.06
569424 | ON/OFF NEON SWITCH | 5.62
569431 | FAN | 102.81
569433 | FAN SEAL | 7.24
569434 | COLLAR (VENTURI) | 6.68
569442 | SIGHT GLASS - GASKET | 1.73
569443 | SILICONE SEAL | 7
569503 | IGNITION ELECTRODE CABLE | 7.09
569523 | THERMOSTAT REGULATION KNOB | 14.94
569558 | CABLE (IGNITION ELECTRODE) | 9.51
569560 | ELECTRODE (IGNITION R.H.) | 6.52
569561 | ELECTRODE (IGNITION L.H.) | 9.14
569662 | SILICONE PIPE | 7.04
569711 | NYLON BUSH (10MM) | 3.57
569720 | BLIND GROMMET | 2.71
570024 | FLANGE BRACKET | 9.19
570029 | CAP (REGULATION) | 5.53
570042 | PLASTIC COVER | 8.27
570069 | NUT M6 | 5.41
570074 | SCREW 6PX15.87 | 2.12
570077 | SIGNAL LAMP | 6.1
570087 | KNOB | 3.5
570118 | HEATING ELEMENT GASKET | 2.32
570127 | NUT M8*14*8 | 7.69
570177 | FLANGE GASKET | 4.96
570248 | BURNER JET (NG 1.25) | 1.93
570251 | BURNER JET (L.P.G. 0.72) | 5.57
570307 | FLANGE GASKET | 6
570316 | SCREW M8X20 | 4.5
570340 | FLANGE GASKET | 3.96
570341 | HEATER WALL HANGING BRACKET | 5.4
570393 | FLANGE GASKET D.75 | 3.42
570406 | PLASTIC COVER + NEON LENS | 4.72
570407 | FLANGE D.75 | 14.36
570514 | BURNER (PILOT) | 25.8
570585 | PIPE (FLOW - MAIN EXCHANGER) | 32.88
570604 | MAIN CIRCUIT FLOW SWITCH | 71.61
570644 | BURNER (PILOT) | 24.25
570711 | MOTOR (3-WAY VALVE) | 135.12
570712 | OPERATOR COILS (SIT TANDEM) | 45.78
570713 | MICROSWITCH (MAIN FLOW SWITCH) | 17.1
570714 | MAIN FLOW SWITCH SERVICE KIT | 33.8
570717 | SPRING (FASTENING) | 5.24
570720 | SERVICE KIT M/FLOW (MI/MFFI) | 31.25
570744 | ISOLATING VALVE - 3/4" FLOW | 24.06
570760 | THERMOSTAT (ANTI-FROST) | 10.42
570821-01 | AIR PRESSURE SWITCH 40 Pa | 46.54
571000 | ISOLATING VALVE - GAS INLET | 20.27
571053 | WATER FLOW SWITCH | 345.74
571083 | FLANGE GASKET (GAS) | 7.54
571121 | O-RING (D=60MM) | 9.19
571158 | GAS VALVE VK-WITHOUT PILOT BURNER OUTLET | 217.52
571312 | FLANGE GASKET D.75 | 9.98
571441 | HEATING PRESSURE SWITCH KIT | 26.33
571442 | D.H.W. PRESSURE SWITCH KIT | 42.99
571443 | CENTRAL HEATING BY-PASS KIT | 21.11
571444 | D.H.W. ACTUATOR KIT | 40.23
571445 | FILLING TAP KIT | 15.87
571446 | KIT DIAPHRAGM VALVE/DOMESTIC HOT WATER | 18.99
571447 | 3-WAY SPRING KIT | 22.25
571449 | O-RING | 1.73
571547 | DIAPHRAGM (MAIN FLOW SWITCH) | 6.94
571548 | U-CLIP | 4.89
571559 | FILLING COCK KNOB | 1.92
571562 | CABLE CLAMP | 2.97
571565 | FIXING SPRING (PRESSURE GAUGE) | 6.44
571628 | INSPECTION COVER (R.H.) | 7.48
571639 | AUTOMATIC AIR RELEASE VALVE 3/8 INCH | 14.3
571646 | HEAT EXCHANGER 211X75X27 12 PLATES | 65.33
571648 | THERMOSTAT (OVERHEAT) | 10.08
571649 | PRESSURE GAUGE | 20.45
571651-01 | AIR PRESSURE SWITCH 75 Pa | 46.75
571652-01 | AIR PRESSURE SWITCH 140 Pa | 56.67
571653-01 | AIR PRESSURE SWITCH 96 Pa | 46.49
571662 | CABLE (IGNITION ELECTRODE) | 6.98
571664 | O RING (MAIN FLOW SWITCH) | 1.73
571730 | SAFETY VALVE WITH LEVER (1/2" 8,5 BAR) | 11.36
571755 | FLANGE | 17.12
571770 | TOP CAP (MAIN FLOW SWITCH) | 7.54
571771 | SPRING (MAIN FLOW SWITCH) | 2.46
571772 | MAGNET (MAIN FLOW SWITCH) | 8.72
571775 | D.H.W. PRESSURE SWITCH TOP COVER | 5.41
571776 | SPRING INOX (SANITARY) | 5.99
571787 | CONNECTOR BLOCK | 1.8
571807 | O-RING (2018) | 1.73
571826 | BY-PASS PIPE | 44.36
571829 | THERMOSTAT (OVERHEAT) | 27.19
571830 | THERMOSTAT (CENTRAL HEATING) | 38.53
571832 | PRESSURE/TEMPERATURE GAUGE | 29.4
5718612766 | O-RING D 9,50X2,00 | 1.9
571965 | O-RING | 1.73
571982 | RESET BUTTON | 13.4
571984 | CONTROL KNOB KIT | 7.21
571985 | ON/OFF PUSH BUTTON KIT | 14.89
571993 | FRONT PANEL RUNNER KIT | 69.38
572138 | BURNER JET WASHER | 1.73
572170 | DIAPHRAGM (PRESSURE SWITCH) | 5.87
572244 | GASKET 1/8 | 1.76
572382 | VENTURI | 67.4
572447 | SAFETY VALVE (6 BAR) | 30.56
572647 | PANEL - FRONT COMBUSTION CHAMBER | 10.54
572819 | SAFETY VALVE (1/2'' 6 BAR) | 12.73
572860 | TERMINAL BOARD (ONE-POLE) + FUSE-HOLDER | 7.03
572883 | EXPANSION VESSEL (D.H.W.) | 87.37
572906 | PIPE (MAIN EXCHANGER - PUMP) | 22.7
572963 | REGULATION KNOB | 1.8
572989 | FAN | 86.15
572990 | FAN | 182.84
573015 | TEMPERATURE PROBE (D.H.W.) | 25.14
573017 | CABLE (FAN/AIR PRESSURE SWITCH) | 28.85
573023 | SPARK GENERATOR | 19.86
573043 | CONTROL KNOB KIT | 10.6
573049 | SUPPORT PLATE (FAN) | 26.48
573070 | SIGNAL LAMP CAP | 2.86
573086 | PIPE (MAIN FLOW SWITCH-POSITIVE SIGNAL) | 19.25
573087 | PIPE (MAIN FLOW SWITCH - NEGATIVE SIGNAL | 13.05
573139 | EXPANSION RELIEF VALVE 6 BAR | 18.58
573150 | TAP VALVE | 17.05
573172 | PRESSURE RELIEF VALVE (1/2" 3 BAR) | 20.31
573176 | PIPE - PRESSURE RELIEF VALVE | 5.78
573193 | CABLE (FAN/AIR PRESSURE SWITCH) | 35.33
573247 | PANEL (COMBUSTION CHAMBER - SIDE) | 17.22
573266 | CABLE CLAMP | 2.39
573293 | 3-WAY-PRESSURE GAUGE VALVE GROUP | 180.26
573294 | EXPANSION VESSEL D387X90 G3/8 7 LTR 3BAR | 55.12
573300 | RESET BUTTON | 7.32
573301 | CONTROL KNOB KIT | 7.4
573302 | SUMMER/WINTER SELECTOR KIT | 7.27
573303 | ON/OFF PUSH BUTTON KIT | 8.37
573305 | REGULATION KNOB KIT | 6.6
573306 | SUMMER/WINTER SELECTOR KIT | 9.58
573314 | VENTURI (EXHAUST/MANIFOLD HEADER) | 8.6
573326 | FLUE INTAKE PLUG | 2.81
573327 | Y PIECE (AIR PRESSURE) | 6.93
573329 | AIR INTAKE COVER | 6.91
573337 | GASKET (FLUE MANIFOLD) | 6
573340 | DHW MICRO SWITCH | 36.24
573342 | WIRED RECTIFIER DIODE | 19.57
573343 | GASKET (FAN) | 7.56
573344 | PANEL (COMBUSTION CHAMBER - FRONT) | 48.06
573349 | SPRING (FLUE CONTROL PROBE) | 6.27
573359 | PRESSURE REDUCING VALVE (3.5BAR) | 216.95
573360 | HINGE | 6.06
573434 | FAN | 149.47
573435 | MAIN EXCHANGER | 318.6
573441 | ELECTRODE (DETECTION) | 9.76
573446 | FAN SEAL (SILICONE) | 21.88
573455 | MOTORIZED VALVE BODY | 231.68
573457 | GAS VALVE (TANDEM) | 221.09
573520 | GASKET 3/4 INCH (AFM34/2 REINZ) | 1.73
573521 | GASKET 3/8 in | 1.73
573528 | GASKET 1/2 INCH | 1.73
573541 | DIVERTER VALVE 180░ | 99.01
573543 | TAP (M-M 3/8 ) | 12
573567 | SIGHT GLASS | 8.21
573576 | COMPENSATION TUBE | 8.02
573579 | AIR PRESSURE SWITCH | 71.75
573603 | KIT FOR THREE PORT VALVE | 44.32
573638 | PUSH BUTTON (GAS VALVE) | 13.14
573652 | BURNER JET (PILOT) | 3.04
573727 | DRAIN VALVE | 8.21
573740 | MODUREG COIL (SIT 24V GAS VALVE) | 49.05
573744 | ELECTRODE (DETECTION) | 6.79
573756 | HIGH LIMIT STAT | 33.75
573808 | SPRING (BY-PASS PIPE) | 2.11
573809 | PIPE CLIP | 6.13
573824 | BRACKET (M/FLOW MICROSWITCH) | 1.73
573825 | O-RING 4075D18,64X3,53/EXCHANGER | 3.3
573874 | COMPRESSOR CAPACITOR 25UF | 20.84
573883 | SWING MOTOR | 24.52
573884 | SWING MOTOR HOLDER | 18.96
573896 | ROOM SENSOR | 13.52
573945 | CAPACITOR 2,5uF | 18.57
573956 | AIR CLEANER | 17.09
573989-01 | AIR PRESSURE SWITCH 105 Pa | 66.91
574202 | CAPACITOR 3uF 450V | 19.23
574218 | PLASTIC BEARING | 21.2
574248 | PRESSURE COVER | 15.32
574279 | GASKET (SPARK GENERATOR) | 1.73
574302 | CASING SUPPORT BRACKET (PLASTIC) (QTY 4) | 9.2
574303 | ANODE PLUG | 11.58
574305 | ANODE D:16 L:150 M4 | 8.37
60000016 | GAS VALVE NAT | 155.96
60000022 | DUCT FIRST SECTION | 71.58
60000023 | DUCT FIRST SECTION | 41.08
60000038-01 | FURNACE + ANODE + RESISTANCE 2500W KIT | 131.88
60000039 | IGNITION ELECTRODE & LEAD ASSY | 9.67
60000041-01 | THERMOCOUPLE + OVERHEAT THERMOSTAT 135░C | 34.13
60000057 | PRINTED CIRCUIT BOARDS | 131.49
60000059-01 | CERAMIC RESISTANCE 3000W 230V/380V | 69.99
60000079 | COMBUSTION CHAMBER LINING KIT | 66.52
60000080 | FAN ASSY | 645.56
60000081 | VENTURI D:4.6 | 34.05
60000089 | THERMOSTAT | 60.55
60000100 | THERMOSTAT TUBE | 105.88
60000115 | KIT 2 x FIXING BRACKET | 46.4
60000128 | WOOD SCREW M8x80 | 27.81
60000158 | TUBE FLEXIBLE ONDULE EN ACIER L: 1000MM | 163.89
60000162 | SILICONE TUBE D: 4.5 L: 0.30M | 4.7
60000179 | CABLE (P.C.B.) | 8.05
60000202 | WATER THROTTLE | 44.24
60000207 | TUBE : PUMP TO HEAT EXCHANGER | 21.25
60000213 | PRESSURE GAUGE | 22.67
60000216 | WIRE ASSEMBLY | 48.2
60000223 | EXPANSION VESSEL 12L | 117.7
60000225 | SAFETY DEVICE PACK | 172.52
60000227 | EXPANSION VESSEL 18L | 139.64
60000229 | CONVERSION KIT NAT > LPG | 10.51
60000230 | IGNITION ELECTRODE | 5.81
60000231 | IONIZATION ELECTRODE | 6.37
60000263 | DISCONNECTOR | 82.48
60000274 | PROTECH BOX | 96.17
60000284-01 | PRINTED CIRCUIT BOARDS | 591.18
60000285 | O-RING D: 6.75-1.78 | 1.73
60000286-01 | GASKET (IGNITION ELECTRODE) | 6.94
60000287-01 | BURNER 35KW | 136.87
60000288-01 | BURNER 18/24KW | 122.03
60000289-01 | BURNER 30kW | 119.7
60000290 | DUCT FIRST SECTION | 111.78
60000292 | HEAT EXCHANGER (24KW) | 635.55
60000293 | HEAT EXCHANGER (30KW) | 836.9
60000294 | HEAT EXCHANGER (35KW) | 890.78
60000296 | DOOR GASKET | 29.73
60000300 | TOP PANEL BOX | 67.9
60000302 | HEATING FLOW BEND | 62.83
60000303 | HEATING FLOW BEND | 16.22
60000304 | HEATING RETURN TUBE | 135.4
60000306 | GAS TUBE | 22.79
60000309 | CLIP | 7.4
60000310 | WATER / WATER HEAT EXCHANGER 24 | 180.21
60000313 | WIRE ASSEMBLY | 98.61
60000315 | SEALING RING 80MM | 7.31
60000316 | GASKET | 4.95
60000318 | DOOR ASSY | 162.59
60000319 | CONVERSION KIT NAT > LPG | 69.73
60000321 | CONVERSION KIT NAT > LPG | 54.79
60000323 | CONVERSION KIT NAT > LPG | 63.39
60000324 | CONVERSION KIT NAT > LPG | 64.9
60000325 | CONVERSION KIT NAT > LPG | 78.54
60000331 | CONVERSION KIT LPG > NAT | 120.16
60000344 | CABLE (ANODE PROTECH) | 8.16
60000382 | CABLE (ELECTRODE) | 8.16
60000396 | HEAT SENSOR CYLINDER | 59.33
60000406 | FEED/DRAIN COCK | 50.27
60000407 | VALVE ADJUSTEMENT CIRCUIT 0.5-7 L/MIN | 88.1
60000409 | VALVE ADJUSTEMENT CIRCUIT 4-36 L/MIN | 96.1
60000411 | PRESSURE RELIEF VALVE 6 BARS R 1/2 | 59.51
60000419 | AUTOMATIC DRAIN SCREW 3/8" | 42.62
60000421 | EXPANSION VESSEL 25L | 165.57
60000437 | VALVE 7 BARS | 27.91
60000439-01 | CERAMIC RESISTANCE 2400W | 73.53
60000475 | CABLE (ELECTRODE) > P.C.B. | 9.61
60000486 | P.C.B. (DISPLAY) | 235.73
60000493 | DISCONNECTOR OUTLET PIPE | 15.53
60000517 | ELECTRICAL BOX | 51.99
60000523 | FLUE (EXHAUST MANIFOLD/HEADER) | 22.58
60000526 | AIR SEPARATOR | 21.88
60000527 | CABLE (IGNITION ELECTRODE) | 5.72
60000528 | PIPE (C.H. RETURN) | 57.54
60000532 | FLEXIBLE PIPE | 7.31
60000533 | HOSE CLAMP | 5.36
60000534 | PIPE (C.H. FLOW) | 42.46
60000536 | VENTURI D: 17MM | 54.19
60000537 | GAS VALVE | 151.07
60000539 | SILENCER | 24.37
60000540 | CABLE INLET RUBBER WASHER | 4.65
60000541 | CABLE INLET RUBBER WASHER | 5.35
60000542 | FEEDER 240V | 9.43
60000543 | IGNITOR - GAS VALVE CABLE | 21.65
60000549 | FACIA | 15.36
60000567 | CABLE (IONIZATION ELECTRODE) | 3.78
60000569 | FRONT COVER | 12.21
60000571 | PRINTED CIRCUIT BOARD | 283.1
60000587 | VENTURI D: 21 MM | 57.04
60000589 | GAS TUBE | 44.65
60000590 | PIPE (C.H. FLOW) | 45.46
60000591-01 | PUMP 6M 2V WILO | 231.58
60000597 | WIRE ASSEMBLY | 44.98
60000612 | CONVERSION KIT NAT > LPG | 35.21
60000618 | CONVERSION KIT NAT > LPG | 25.16
60000620 | CASE PANEL (FRONT) | 65.61
60000622 | FAN ASSY | 161.48
60000623 | DOOR GASKET | 15.46
60000625 | WALL HOOK | 20.32
60000626 | ROD PLATE | 32.13
60000628 | PRINTED CIRCUIT BOARDS | 371.52
60000629 | RETURN GROUP | 91.97
60000631 | TAP KIT | 128.15
60000632 | GAS RESTRICTOR D: 3.80 | 15.85
60000633 | GAS RESTRICTOR D: 4.50 | 14.87
60000652 | STEATITE HEATING ELEMENT 1800W 230V | 50.03
60000667 | CONVERSION KIT NAT > LPG | 24.46
60000668 | STOPPED WATER THROTTLE BODY | 39.94
60000670 | TIMECLOCK CABLE | 5.05
60000671 | BURNER | 104.34
60000672-01 | DOOR GASKET | 30.29
60000682 | FLANGE GASKET D121,7 X 105 X 11,5 | 5.47
60000684 | STEATITE HEATING ELEMENT 2400W 230V | 67.63
60000686 | MATING FLANGE | 14.52
60000687 | FLANGE GASKET Ï 105 | 4.65
60000688-01 | HEATING ELEMENT 1800W 230V | 38.41
60000689-01 | HEATING ELEMENT 2200W 230V | 34.94
60000691 | FLANGE WITH ANODE | 76.54
60000692 | FLANGE WITH ANODE | 61.61
60000711 | BASE - BOX | 33.29
60000716 | CABLE INLET RUBBER WASHER | 4.47
60000731 | SERIGRAPHED STRIP KIT | 60
60000735 | FLUE CONNECTION | 70.83
60000736 | RESTRICTOR D:61 KIT | 18.61
60000738 | RESTRICTOR / AIR D:77 KIT | 16.97
60000742 | NTC - OVERHEAT - PRESSURE SENSOR CABLE | 15.19
60000746 | DISPLAY WIRING - 5 WIRES BLUES | 5.76
60000752 | BURNER JET FULL KIT (LPG) | 32.49
60000753 | BURNER JET FULL KIT (LPG) | 32.49
60000756 | EXCHANGER SUPPORT | 128.44
60000760-03 | P.C.B. (DISPLAY) | 201.98
60000795 | PRINTED CIRCUIT BOARD | 31.7
60000797 | ANODE D:25.5 L:440 M8 | 20.59
60000801 | THERMOSTAT CABLE | 10.32
60000807 | GROMMET | 4.16
60000813 | FLOW METER CABLE | 6.64
60000814 | NTC - OVERHEAT THER. - PRES SWITCH CABLE | 25.11
60000816 | PRESSURE GAUGE | 29.4
60000822 | NTC PROBE | 48.13
60000840 | NTC - PRES. SENSOR - GAS VALVE CABLE | 23.04
60000850 | O-RING 11.91X2.62 | 1.73
60000852 | WALL HOOK | 19.73
60000864-01 | BURNER 12-18KW | 111.76
60000867-01 | IONIZATION ELECTRODE | 21.84
60000868-01 | IGNITION ELECTRODE | 21.84
60000869 | HEAT EXCHANGER (18KW) | 560.05
60000870 | FLOW METER | 74.31
60000872 | FLOW GROUP | 72.67
60000876-01 | PUMP 5M 1V WILO | 283
60000879 | UNION | 7.29
60000880 | NON-RETURN VALVE | 51.12
60000882 | FLEXIBLE PIPE | 33.48
60000885 | WATER FLOW & RETURN SERVI. TAP | 42.12
60000886 | WATER FLOW SERVICE TAP | 69.99
60000887 | WATER FLOW SERVICE TAP | 62.67
60000889 | WATER RETURN SERVICE TAP | 27.39
60000891 | HOT WATER CONNECTION | 15.79
60000892 | HOT WATER CONNECTION | 30.41
60000895 | COLD WATER TAP | 61
60000896 | COLD WATER TAP | 56.25
60000899 | GAS SERVICE TAP | 54.23
60000915 | GASKET D:129.4 | 36.59
60000916 | STRAP D:100 L:40 | 16.53
60000917 | GASKET GREY D:133.5-125-12.5 | 19.75
60000918 | GASKET D:106-100-5 | 7.56
60000919 | BLACK GASKET D:67.6-59-10 | 11.5
60000920 | GASKET GREY D:106-100-12 | 15.31
60000922 | SEALING RING TRIM D:100 | 11.46
60000923 | STRAP D:100 L:44 | 22.74
60000924 | STRAP D:100 L:28 | 18.39
60000925 | WHITE ROSE D:100 | 18.97
60000926 | ROSE D:100 | 21.17
60000927 | ROSE D:125 | 27.39
60000928 | GASKET D:60 (RED) | 15.62
60000929 | GASKET BLACK D:100 | 17.18
60000930 | GASKET BLACK D:125 | 17.56
60000931 | GASKET D:80 (RED) | 16.44
60000936 | PRINTED CIRCUIT BOARD | 39.94
60000942 | ANODE | 39.68
60000954 | THERMOSTAT | 61.34
60000956 | COVER | 15.18
60000967-01 | FLANGE WITH ANODE (PROTECH) | 89.93
60000976 | CONDENSATE DRAIN HOSE D:19 L:500 | 9.68
60000980 | LEFT HAND PANEL | 55.22
60000982 | CLEANING KIT CONDENSATION | 86.68
60000987-01 | TRAP | 24.84
60000993 | FEEDER 240V | 10.86
60000994 | AIR SEPARATOR | 20.62
60001010 | THERMOCOUPLE | 44.47
60001013 | SILICONE TUBE D: 8x1 L: 0.15M | 2.07
60001045 | MATING FLANGE | 58.75
60001048 | MATING FLANGE | 100.13
60001059-01 | PRINTED CIRCUIT BOARD | 54.14
60001065 | GASKET GREY D:60 | 15.62
60001066 | GASKET BLACK D:80 | 16.44
60001081 | THERMOSTATIC MIXING VALVE | 173.91
60001086 | GASKET BLACK D:87-79-14,5 | 17.38
60001087 | FILTER | 2.7
60001096 | NON-RETURN VALVE D:80 | 211.04
60001097 | GASKET GREY D:80 | 6.28
60001101 | GASKET BLACK D:60 | 11.11
60001103 | GASKET BLACK D:60 | 16.74
60001104 | DOOR GASKET | 30.35
60001108-01 | CABLE ELECTRODE - P.C.B. | 11.69
60001130 | PRINTED CIRCUIT BOARD (DISPLAY) | 93.32
60001135 | NTC - OVERHEAT - PRESSURE SENSOR CABLE | 17.46
60001137 | SERIGRAPHED STRIP KIT | 34.12
60001138 | HEATING RETURN TUBE | 80.94
60001140 | HEATING FLOW TUBE | 94.81
60001146 | FEEDER 240V | 21.6
60001147 | P.C.B. (SCHEDA CLIP-IN HIGHT VOLTAGE) | 75.6
60001152 | COLLAR BADGE | 9.33
60001153 | CASE | 88.05
60001172 | HEATING BODY | 271.12
60001177 | ELECTRICAL BOX | 60.49
60001182 | O-RING 27X1.5 | 6.19
60001183 | GREEN SOLENOID VALVES | 29.45
60001187 | DRAIN SCREW (12/17) | 6.94
60001188 | SENSOR | 116.46
60001219 | BLANKING DISC | 1.73
60001225 | EXCHANGER 12/18KW | 509.94
60001226 | EXCHANGER 24KW | 643.52
60001229 | CONTROL PANEL COVER (FRONT) | 20.39
60001234 | NTC PROBE - NTC EXCHANGER - FAN | 25.33
60001235 | IONIZATION ELECTRODE CABLE | 3.83
60001239 | SERIGRAPHED STRIP KIT | 63.79
60001240 | ROOM THERMOSTAT CABLE | 21.13
60001243 | EXPANSION VESSEL 12L | 158.61
60001250 | DISPLAY WIRING | 20.62
60001251 | WALL HOOK | 20.54
60001253 | ROOM THERMOSTAT CABLE | 19.96
60001263 | THERMOSTAT L:450 | 25.51
60001279 | AIR PRESSURE SWITCH 130 Pa | 45.67
60001280 | AIR PRESSURE SWITCH 74 Pa | 45.43
60001288 | EXCHANGER 30KW | 307.62
60001292 | GASKET (COVER 30 KW) | 17.19
60001293 | GASKET (BURNER 30KW) | 30.92
60001309 | GASKET (/Manifold) | 3.46
60001310 | SAFETY VALVE (3/4" 6,5 BAR) | 19.6
60001311 | KIT BEARING MIXING BATTERY | 3.98
60001330 | NON-RETURN VALVE | 10.65
60001333 | CONNECTION | 20.05
60001343 | TRAP | 22.61
60001344 | SANITARY HEAT EXCHANGER (20 P.) | 104.11
60001349 | GAS RESTRICTOR D: 3.10 | 14.41
60001361 | FEEDER 240V | 24.49
60001363 | SHEET GASKET D8,5X4,1X1,5 | 2.58
60001364 | KIT CONDENSING'S AIR DIAPHRAGMS | 44.13
60001365 | INTERFACE 'SYSTEM +' OPEN | 28.36
60001366 | PIPE | 22.69
60001367 | UNION (3/4"-1/2") | 22.81
60001369 | NTC - PRES. SENSOR - GAS VALVE CABLE | 20.89
60001372 | WATER FILTER | 17
60001373 | SERIGRAPHED STRIP KIT | 51.03
60001374 | SOLAR SENSOR CABLE | 22.08
60001377 | CENTRAL HEATING BY-PASS KIT | 25.8
60001379 | NTC - PRES. SENSOR - GAS VALVE CABLE | 20.97
60001385 | KIT DRAIN SCREW | 21.03
60001533 | PLASTIC COVER | 6.24
60001566 | FLANGE WITH ANODE | 82.21
60001574 | CONNECTING PIPE | 4.2
60001582 | BURNER 13NP | 66.74
60001583-01 | MOTOR+SPRING 3 WAY VALVE KIT | 85.74
60001584 | PUMP 4M 1V WILO | 283
60001591 | HEATING RETURN TUBE | 48.52
60001593 | LOWER COVER | 13.29
60001594 | GAS SERVICE TAP | 39.48
60001609 | GASKET | 10.36
60001610 | GASKET D:80.6-1.8 | 9.42
60001612 | GAS VALVE | 135.14
60001613 | SILICONE PIPE | 1.9
60001616-01 | CONTROL PANEL COVER (FRONT) | 11.08
60001617 | CONTROL PANEL COVER (REAR) | 7.6
60001618 | INSPECTION COVER | 3.15
60001619 | FEEDER 240V | 17.05
60001620 | FLOW METER - PRESSURE SENSOR CABLE | 5.96
60001621 | 3-WAY VALVE CABLE | 11.94
60001622 | GAS VALVE CABLE | 9.63
60001624 | FAN CABLE | 15.46
60001632-01 | HEATING ELEMENT 1800W 230V | 41.13
60001635-01 | KIT DRAIN SCREW + ANODE | 118.32
60001642 | OUTSIDE TEMPERAT. PROBE + EVAPORAT. EXIT | 28.52
60001647 | GASKET PUMP | 3.91
60001649 | EXPANSION VESSEL 25L | 96
60001650 | SAFETY DEVICE PACK | 224.12
60001652 | INDIRECT THERMOSTAT KIT + DUCT 70░ | 62.84
60001659 | RELAY RCL 424730 220V 2RT | 20.97
60001683 | CIRCUIT BREAKER 10A | 67.91
60001689 | FUSE 1A gG 10X38 | 14.67
60001690 | GASKET BLACK D:60 | 5.99
60001693 | CABLE (ELECTRODE) | 7.34
60001708 | KNOB | 1.73
60001710 | PRINTED CIRCUIT BOARD COMMUNICATION | 17.34
60001714 | CERAMIC RESISTANCE 1000+1500W | 59.6
60001751 | AIR, EVAPORATOR PROBE | 19.05
60001761 | HOT WATER PROBE | 15.49
60001765 | MAIN P.C.B. CABLE (SUPPLY POWER) | 10.86
60001777 | THERMOMETER 120░C | 22.9
60001790 | ELEMENT 3000W + ANODE L:450 | 81.34
60001791 | BULB THERMOSTAT 70░ | 75.16
60001793 | GASKET | 2.99
60001801 | IMMERSION HEATER 3000W | 75.77
60001803 | BULB THERMOSTAT | 69.05
60001808 | PRINTED CIRCUIT BOARD POWER | 98.17
60001829 | INSULATION | 129.86
60001830-03 | P.C.B. (DISPLAY) | 85.35
60001834-01 | CONNECTION KIT | 15.22
60001835 | FLANGE WITH ANODE | 70.76
60001846 | 4-WAY VALVE | 121.45
60001847 | 4-WAY VALVE COIL | 18.29
60001848 | EXPANSION VALVE | 157.29
60001849 | FILTER DRYER | 21.91
60001851-02 | BURNER 24KW | 140.1
60001852 | SILENCER | 13.04
60001857-01 | BI FLUX CONNECTION | 26.69
60001859 | HEATING RETURN TUBE | 37.91
60001865 | EXCHANGER 24KW | 329.1
60001867-01 | HEATING RETURN CONNECTION | 13.63
60001868-01 | HEATING FLOW CONNECTION | 14.98
60001869 | FAN ASSY | 141.87
60001871 | IGNITER | 21.3
60001872 | IGNITION ELECTRODE | 29.7
60001878 | O-RING 165 NBR 70 Sh 61.91x3,53 | 1.73
60001881 | AIR VENT | 2
60001883 | CABLE (IONIZATION ELECTRODE) | 5.15
60001884 | INTERCONNECTION CABLE - 3 WIRES | 3.91
60001887 | PUMP CABLE 1V ENER+ | 13.76
60001889 | NTC - PRES SWITCH CABLE | 13.2
60001894 | IGNITOR CABLE | 6.42
60001897-04 | P.C.B. (MAIN) | 249.59
60001898-04 | P.C.B. (MAIN) | 276.6
60001899-03 | P.C.B. (MAIN) | 275.14
60001901 | NTC PROBE - NTC EXCHANGER | 13.2
60001910 | TIMECLOCK | 82.28
60001911 | TIMECLOCK CABLE | 5.12
60001912 | BURNER 30kW | 95.46
60001913 | BURNER 35KW | 91.19
60001918 | VENTURI G20 12-18 KW | 43.84
60001919 | VENTURI D: 21MM | 46.51
60001920 | GAS RESTRICTOR D: 3.80 | 14.3
60001921 | GAS RESTRICTOR D: 5.00 | 2.21
60001922 | GAS RESTRICTOR D: 6.60 | 2.14
60001923 | GAS DIAPHRAGM D: 6.40 (LP) | 2.21
60001928 | PIPE (C.H. RETURN) | 25.93
60001931 | GASKET | 1.73
60001937 | GAS TUBE 24 KW | 28.79
60001938 | GAS TUBE 30 KW | 28.79
60001940 | GAS DIAPHRAGM D 5.70 | 2.13
60001941 | VENTURI D: 17MM | 48.38
60001942 | VENTURI D: 25MM | 46.51
60001943 | BURNER JET FULL KIT G31 24 KW | 36.48
60001946-01 | BURNER JET FULL KIT 12-38 KW LPG | 11.18
60001947-02 | PUMP 5M PWM ENER+ | 243.95
60001948-01 | KIT FLEXIBLE SANITARY | 102.92
60001953 | FLOW GROUP | 94.72
60001954 | BI FLUX CONNECTION 3CEP | 36.42
60001955 | PIPE (SAFETY VALVE OUTLET) | 1.95
60001968 | O-RING D: 47,63-3,53 | 2.22
60001984 | RUBBER HOLDER D.15 | 3.08
60001996 | GASKET D.168 + SCREW SET | 20.72
60002187-01 | ANODE MG Ï26 L450 PTFE | 37.86
60002188-01 | ANODE D:26 L:600 PTFE | 43.7
60002199-02 | HEATING ELEMENT 2000W 220-240V | 40.74
60002200 | MATING FLANGE | 19.06
60002201 | DUCTS ADAPTER WITH GRID | 9.09
60002202 | FRAME | 21.28
60002203 | DUCTS ADAPTER CLOSED | 9.77
60002204 | FLANGE WITH ANODE | 88.29
60002212 | FAN-GAS VALVE CABLE (230V) | 34.14
60002213 | NTC - OVERHEAT - PRESSURE SENSOR CABLE | 30.09
60002217 | FAN-GAS VALVE CABLE (230V) | 34.8
60002220 | NTC - OVERHEAT - PRESSURE SENSOR CABLE | 31.32
60002221 | NTC - OVERHEAT - PRESSURE SENSOR CABLE | 35.64
60002222 | PRESSURE GAUGE 4Bars L:1000 | 22.25
60002223 | PRESSURE GAUGE 6Bars L:1000 | 22.25
60002273 | EARTH WIRE | 3.14
60002276 | PLASTIC COVER | 18.2
60002320 | FLOW GROUP KIT | 116.57
60002409 | INSERT | 9.81
60002525 | CONTROL PANEL COVER (FRONT+REAR) | 19.29
60002531 | WIRING (FLANGE-MAIN P.C.B.) | 64.65
60002537 | NTC SENSOR | 11.09
60002539 | WIRING (FLANGE-MAIN P.C.B.) | 75.29
60002554 | FLANGE | 35.92
60002693 | COVER | 16.46
60002698 | HEATING ELEMENT 2000W 230V + ANODE | 45.94
60002699 | FLANGE GASKET Ï105 | 6.45
60002701 | HEATING ELEMENT 3000W 230V | 85.43
60002702 | WIRE PIN BRACKET | 4.49
60002714 | SCREW COVER | 1.79
60002751 | FLANGE (SIDE) TP FULL | 228.41
60002762 | VENTURI G20 24 KW | 34.85
60002763 | VENTURI G20 30 KW | 32.91
60002766 | O-RING 17,86X2,62 | 1.73
60002779 | VENTURI G31 24 KW | 31.09
60002780-01 | KIT LPG GAS RESTRICTOR G31 | 9.93
60002781 | VENTURI G31 30 KW | 31.26
60002782 | KIT GAS RESTRICTOR G31 | 7.52
60002783 | KIT GAS RESTRICTOR G20 | 31.14
60002784 | KIT GAS RESTRICTOR G20 | 7.68
60002799-02 | GAS VALVE SIT | 63.99
60002804 | VENTURI 24 KW NG | 31.2
60002807-02 | HEAT EXCHANGER (24KW) | 319.74
60002815-01 | SEALING RING 80MM | 2.19
60002818 | VENTURI 30 KW NG | 30.37
60002827 | HEATING ELEMENT 3KW 240V +THERMOS.+ANODE | 56.8
60002833 | SAFETY VALVE 6 BARS | 43.75
60002834-01 | CASE PANEL (FRONT) | 53.47
60002835-01 | CASE PANEL (FRONT) | 60.04
60002836-01 | CASE PANEL (FRONT) | 53.1
60002837-01 | CONTROL PANEL COVER (FRONT) | 40.11
60002847 | SAFETY VALVE 6 BARS | 35.51
60002849 | BURNER JET FULL KIT G20 12-->38 KW | 21.75
60002852 | FLANGE WITH ANODE | 63.62
60002858 | FLANGE WITH ANODE | 91.35
60002868 | PLUG Ï60 | 2.99
60002870 | FLANGE + GASKET | 21
60002871 | FLANGE GASKET | 15.01
60002875 | PLASTIC COVER | 28.23
60002880 | THERMOSTAT BRACKET | 14.97
60002881 | KNOB (REGULATION) | 13.64
60002883 | TBSB UK CABL/SIL/BLACK 65/81 | 45.6
60002884 | THERMOSTAT COTHERM | 91.88
60002885 | HEATING ELEMENT UK AISI321 3000W 240V | 44.14
60002886 | THERMOSTAT D:10 L:300 | 18.48
60002887 | THERMOSTAT L:300 | 18.67
60002889 | O-RING D: 47,63-3,53 | 1.78
60002891 | CABLE 4X150 BROWN FF-FF STRAIGT | 6.5
60002892 | SENSOR POCKET Ï1/2" L400-Ï10 INT | 23.46
60002894 | CABLE BROWN - 4x150 | 7.25
60002898 | LIGHT SIGNAL | 1.73
60002899 | OUTER COVERING Ï650 300L | 79.86
60002903 | OUTER COVERING Ï745 500L | 99.42
60002927 | PRINTED CIRCUIT BOARD (6 mA) | 28.77
60003014 | FLANGE D.105 | 67.74
60003017 | GASKET (BURNER) | 42.4
60003018 | BURNER DOOR | 303.52
60003019 | GASKET IGNITION ELECTRODE | 13.7
60003020 | GASKET IONIZATION ELECTRODE | 12.28
60003021 | IONIZATION ELECTRODE + GASKET | 137.34
60003022 | IGNITION ELECTRODE + GASKET | 257.54
60003023 | IGNITION ELECTRODE + GASKET | 277.07
60003024 | GASKET UNDER BRUCIATORE | 18.2
60003030 | GASKET (O-RING) | 47.6
60003031 | CONNECTION | 421.81
60003032 | GASKET (FAN) | 63.3
60003033 | FAN ASSY | 1123.02
60003035 | SCREW THC M5-10 | 3.2
60003036 | KIT GASKET + SCREW + VENTURI | 107.18
60003039 | PIN | 84.8
60003040 | GAS VALVE GASKET | 17.6
60003043 | SCREW M4 + NUT | 103.38
60003049 | NTC PROBE | 278.21
60003051 | SHEATH (THERMOSTAT) LG 620 | 267.34
60003053 | SHEATH (THERMOSTAT) LG 270 | 177.97
60003062 | PLASTIC WASHER | 26.7
60003063 | STRAP | 212.7
60003067 | GASKET | 113.5
60003069 | INSPECTION FLANGE | 54.43
60003071 | DISPLAY | 748.5
60003073 | FUSE 6,3A | 20.61
60003078 | CONTROL BOX WIRE | 380.9
60003079 | WIRING- PROBE | 259.1
60003080 | CABLE GAS VALVE+IONIZATION ELECTRODE | 220.08
60003081 | CABLE (IGNITION ELECTRODE) | 134.7
60003085 | FLEXIBLE PIPE | 175.31
60003086 | ADAPTATER | 1035.33
60003090 | ADJUSTABLE BURNED GAS PIPE | 646.3
60003091 | ELBOW 90DEG | 592.4
60003092 | HORIZONTAL TERMINAL | 747.29
60003095-02 | P.C.B MAIN (240) | 186.26
60003098 | EXPANSION TANK SUPPORT | 26.4
60003135 | P.C.B. (MAIN) | 895.69
60003138 | P.C.B. (MAIN) | 893.87
60003141 | GAS VALVE | 600.63
60003146 | CONNECTION 90░ | 31.9
60003147 | ANODE SECTIONABLE LG 1200 | 239.2
60003160 | BURNER (MAIN) + HOLDER | 326.03
60003172 | GAS COLLECTOR | 518.28
60003174 | PILOT BURNER INLET PIPE | 124.21
60003176 | BURNER (PILOT) + ELECTRODES | 173.84
60003180 | TOP COVER | 667.5
60003181 | INSULATION | 105.09
60003187 | MAIN BURNER JET 36KW G31 | 216.83
60003191 | NIPPLE | 37.88
60003192 | GAS VALVE | 12.32
60003194 | FIXING BRACKET (UPPER COVER) | 158.39
60003210 | THERMOSTAT (REGULATION) | 109.68
60003211 | CONTROL BOARD | 411.87
60003215 | THERMOSTAT TUBE | 121.73
60003229 | WIRE ASSEMBLY | 261.53
60003230 | CABLE (IGNITION ELECTRODE) | 79.5
60003231 | CABLE IONIZATION ELECTRODE | 85.12
60003233 | ANODE (PROTECH) | 107.55
60003240 | GAS VALVE KIT G20 | 97.44
60003246 | WIRING ANODE PROTECH | 15.1
60003247 | WIRING OVERHEAT THERMOSTAT | 24.03
60003248 | WIRING THERMOSTAT/PROTECH PCB | 12.05
60003250 | PRINTED CIRCUIT BOARDS | 340.5
60003252 | ACTUATOR SAS61.03 | 888.27
60003304 | IMMERSION HEATER 3000W + P.C.B. | 114.08
60003305 | IMMERSION HEATER 3000W | 64.6
60003306 | HEATING ELEMENT 1500W 230V (STAINLESS) | 60.95
60003307 | IMMERSION HEATER 2500W | 67.04
60003308 | FLANGE GASKET WITH 5 HOLES | 10.29
60003309 | HEATING ELEMENT 3000W 380V | 107.67
60003319 | FLANGE GASKET WITH 6 HOLES | 15.7
60003326 | ELEMENT (15 KW) | 165.37
60003327 | ELEMENT (30 KW) | 147.19
60003328 | HEATING ELEMENT 9000W 230V | 235.83
60003334 | P.C.B. (MAIN) + P.C.B. (DISPLAY) | 347
60003355 | NTC PROBE CABLE | 11.96
60003370 | NUTS KIT | 9.6
60003383 | CONVERSION KIT G31 NHRE C 60 KW | 2452.8
60003386 | CONVERSION KIT G25>G20 NHRE X 36KW | 304.35
60003398 | NON-RETURN VALVE DW20/DN15-1T | 9.22
60003403 | FLANGE GROUP NHREC + ANODE PROTECH | 229.73
60003405 | CABLE ANODE PROTECH > PCB PROTECH | 23.8
60003406 | CABLE PCB PROTECH > CONTROL BOARD | 36.29
60003413 | ANODE GASKET | 3.74
60003416 | HEATING ELEMENT 2000W 230V | 73.64
60003427 | AIR PRESSURE SWITCH 89 Pa | 114.72
60003429 | AIR PRESSURE SWITCH 96 Pa | 149.39
60003430 | AIR PRESSURE SWITCH 139 Pa | 99.18
60003431 | AIR PRESSURE SWITCH 105 Pa | 149.39
60003432 | AIR PRESSURE SWITCH 180 PA | 144.62
60003448 | PANEL (COMBUSTION CHAMBER) | 15.64
60003450 | PLASTIC GROMMET (NTC SENSOR PIPE COVER) | 4.48
60003456 | HEATING ELEMENT 1800W 230V | 33.25
60003457 | THERMOSTAT TBS PLUS 400 68/105 | 22.25
60003460 | HEATING ELEMENT 1200W 220-240V | 24.58
60003462 | HEATING ELEMENT 2000W 230V | 56.55
60003464 | METAL SHEET PROTECTION FOR PILOT FLAME | 47.82
60003465 | FLANGE | 43.5
60003499 | AIR PRESSOSTAT 85 PA (HORIZONTAL) | 160.1
60003501 | CABLE (ANODE-PROTECH) | 15.7
60005369-03 | WASHER D: 14.2-7.2-1.2 | 1.73
60005579 | WATER VALVE D: 12.4-5 | 1.73
60005580 | TAP HEAD ASSY | 21.59
60005799-13 | SCREW HS M 6-12 | 1.73
60008588-03 | TRAPPED NUT M 6 | 2.75
60009433 | WATER VALVE D: 15.8-5 | 1.73
60010372-08 | DRAIN SCREW | 6.02
60010419 | DIAPHRAGM | 3.14
60010764-03 | SCREW CS M 3-8 | 1.73
60013183-03 | STAR WASHER D: 6 | 1.73
60015709 | PLUG M 10-100 | 1.73
60017908 | GRUB SCREW | 1.73
60019316-03 | SCREW HS M 6-15 | 1.73
60019445 | PRESSURE TEST POINT SCREW | 1.73
60020746-20 | NUT 3/8" THICK: 11 | 2.05
60020747-68 | NUT 1/2" THICK: 10 | 4.25
60021061-07 | O-RING D: 1.9-2.55 | 1.73
60021061-11 | O-RING D: 6.4-1.9 | 1.75
60021061-12 | O-RING D: 7.2-1.9 | 1.73
60021061-14 | O-RING D: 8.9-2.7 | 1.73
60021061-15 | O-RING 10.5X2.7 | 1.73
60021061-18 | O-RING D: 13.6-2.7 | 1.73
60021061-39 | O-RING D: 26.2-3.6 | 1.73
60021061-40 | O-RING D: 22-2.6 | 1.73
60021061-42 | O-RING D: 17.1-1.6 | 1.73
60022113-03 | O-RING D: 22-2 | 1.73
60022113-11 | O-RING D: 10-2.5 | 1.73
60022639 | GLAND | 9.9
60022831-07 | SHEET GASKET D: 10.5-6.2-1.5 | 1.73
60022835-01 | GASKET D:24-18.2-1.5 | 1.73
60022835-02 | SHEET GASKET D: 24-16.2-1.5 | 1.73
60022835-14 | SHEET GASKET D: 18.4-12.2-1.5 | 1.73
60022838-09 | SHEET GASKET D: 6.9-2.7-1 | 1.73
60022865 | COMPRESSION OLIVE D: 6 | 1.73
60023206-12 | WATER RESTRICTOR D: 3.8 | 3.76
60024164-03 | O-RING D: 2.4-1.9 | 1.73
60024164-05 | O-RING D: 3.4-1.9 | 1.73
60024164-10 | O-RING D: 5.7-1.9 | 1.73
60024164-12 | O-RING D: 7.2-1.9 | 1.73
60024164-13 | O-RING D: 8.9-1.9 | 1.73
60024164-15 | O-RING D: 10.5-2.7 | 1.73
60024164-16 | O-RING D: 12.1-2.7 | 1.73
60024164-18 | O-RING D: 13.6-2.7 | 1.73
60024164-22 | O-RING D: 18.4-2.7 | 1.73
60024164-24 | O-RING D: 19.8-3.6 | 1.73
60024164-32 | O-RING D: 25-2.4 | 1.73
60024164-35 | O-RING D: 27.8-3.6 | 1.73
60024164-41 | O-RING D: 6-1 | 1.73
60024164-47 | O-RING 12.3X2.4 | 1.73
60024164-51 | O-RING D: 17-4 | 1.73
60024164-54 | O-RING D: 2.9-1.78 | 1.73
60024164-58 | O-RING D: 20.1-1.6 | 1.73
60024183-32 | O-RING D: 23-3.6 | 1.89
60024183-37 | O-RING D: 16-1.9 | 1.73
60024183-38 | O-RING D: 11.1-1.78 | 1.73
60024184-35 | O-RING D: 16.1-1.6 | 1.73
60024800 | THERMOELECTRIC VALVE | 22.39
60024959-12 | O-RING D: 16-5 | 1.73
60025076-03 | CLIP | 3.45
60025261 | FILTER | 3.26
60025809-30 | DIAPHRAGM | 8.36
60026646 | PILOT INJECTOR D: 0.3 | 8.7
60026773 | FOAM SEAL 25x12 L: 1.030M | 5.61
60029471 | PRESSURE RELIEF VALVE DRAIN | 31.93
60029751-08 | VENTURI D: 5.5 | 7.85
60030661 | LOCK NUT | 5.21
60030867 | SHEET TASKET D: 15-8.5-1.5 | 1.79
60030898-03 | CLIP | 1.73
60031040 | TAP HEAD ASSY | 39.18
60031087 | THERMOELECTRIC VALVE | 17.46
60031139 | LOCK NUT 1/2" | 2.52
60031140 | LOCK NUT 3/4" | 1.73
60031243 | THERMOCOUPLE | 24.33
60031269 | CONNECTING NUT | 1.73
60031280-01 | WASHER D: 16-6.2-0.5 | 1.73
60031527-03 | SCREW M 6-10 | 1.73
60031764 | CLIP | 1.94
60031825-08 | NUT H M 10-1 | 1.88
60032035 | THERMOCOUPLE | 8.89
60032304 | NUT M 10-1 | 5.64
60033596 | GAS SECTION GASKET | 1.73
60033717 | GASKET (/Manifold) | 2
60034079 | PILOT INJECTOR D: 0.16 | 24.3
60034220 | INJECTOR HOLDER | 4.11
60034269 | IGNITER | 19.72
60034346 | THERMOELECTRIC VALVE | 14.22
60034377 | WASHER D: 11.5-6.2-1 | 1.73
60035051 | PILOT TUBE | 8.64
60035732 | GROMMET | 6.63
60035939 | GASKET D: 2.5-1.9 | 1.73
60036246 | GAS CONTROL KNOB | 4.82
60036342-08 | PLUG M 10-100 | 2.67
60036732 | TEMPERATURE SELECTOR KNOB | 6.06
60036899 | IGNITION ELECTRODE | 40.4
60037374 | AIR SEPARATOR | 106.4
60039017 | GROMMET | 2.2
60039147 | PILOT INJECTOR D: 0.26 | 5.81
60039147-10 | PILOT INJECTOR D: 0.26 | 22.91
60039439 | SUPPORT BRACKET | 5.47
60039803 | WATER FILTER | 3.29
60040802 | TEMPERATURE SELECTOR | 27.43
60041191-08 | PILOT TUBE | 10.2
60041290 | MAIN GAS VALVE NAT | 50.13
60041938 | SWIVEL SPOUT Lg: 0.45 M | 38.72
60042707 | GROMMET - DOUBLE | 3.3
60043430 | FLUE BEND | 80.03
60043680-08 | THERMOSTAT POCKET (Lg 140) | 34.69
60043792 | WATER SERVICE TAP | 87.26
60044197 | CLIP | 3.47
60044263 | GAS CONTROL KNOB - BLUE | 2.32
60044333 | THERMOMETER | 27.74
60044446 | THERMOCOUPLE SUPPORT | 30.49
60044500 | GAS SERVICE TAP | 46.65
60044790 | FUSE 250V 2A | 2.23
60044799-10 | FUSE HOLDER | 2.52
60045234 | FUSE 220V 630mA | 2.34
60045270 | PILOT TUBE | 7.69
60045447 | WATER SECTION BODY | 23.04
60046009-10 | IGNITER | 60.88
60046426 | COLD WATER INLET TUBE | 24.85
60046713 | MICRO SWITCH BOX ASSY | 45.34
60047132-08 | GAS TUBE | 26.42
60047707-08 | NUT M 27-1 | 6.49
60047727 | VALVE CONNECTING PIPE | 4.44
60048171-06 | HEATING BODY | 450.11
60048839 | THERMO. & O/HEAT THERMO. 110C | 55.38
60049378 | PILOT INJECTOR D: 0.23 | 5.38
60053357 | PILOT PROTECTION | 9.1
60053839 | GASKET | 2.8
60053840 | GASKET | 14.47
60053847 | GASKET (/Air separator) | 4.62
60054437-08 | MONOTUBE. | 122.01
60054442 | FUSE 250V 2A | 2.05
60054630 | OVERHEAT THERMOSTAT 110C | 29.03
60055083 | GASKET (/Cover) | 3.5
60055497 | IGNITER SUPPORT | 6.48
60056481-06 | HEAT EXCHANGER | 448.61
60056676-06 | EXPANSION VESSEL 7L | 157.97
60056974 | HEATING LIMIT THERMOSTAT 85C | 38.91
60057488 | SPIRE CLIP | 1.73
60057703 | THERMOCOUPLE | 15.25
60057962 | WATER VALVE ASSY | 215.59
60058353 | TEMPERATURE SELECTOR | 18.94
60058356 | TEMPERATURE SELECTOR KNOB | 9.37
60058679-06 | HEAT EXCHANGER | 271
60059370 | FLEXIBLE PIPE | 28.81
60060570 | THERMOSTAT CABLE | 8.68
60060703 | ELECTRODE & LEAD ASSY | 14.47
60061015 | TAPPING SCREW CBLZ D: 4.8-16 | 1.73
60061056-06 | HEAT EXCHANGER | 142.13
60061393-06 | HEAT EXCHANGER | 233.45
60061539 | SUPPORT BRACKET | 1.73
60061665 | CONNECTION M 14x100 | 2.9
60061722 | FUSE 240V 1A | 2.31
60061751 | THERMO. & O/HEAT THERMO. 110C | 107.08
60061852-05 | SHEET GASKET D: 8-5-1 | 1.73
60061852-12 | SHEET GASKET D: 8.5-4.1-1.5 | 1.73
60061853-01 | SHEET GASKET D: 14-8.2-1.5 | 1.73
60061853-02 | SHEET GASKET D: 13.9-10.4-1.5 | 1.73
60061853-05 | SHEET GASKET D: 12-8.1-1 | 1.73
60061853-07 | SHEET GASKET D: 11-5-1.5 | 1.73
60061854-01 | SHEET GASKET D: 17.9-13.2-1.5 | 1.73
60061854-11 | SHEET GASKET D: 14.8-10.3-1.5 | 1.73
60061854-14 | SHEET GASKET D: 16.5-11-1.5 | 1.73
60061855-01 | SHEET GASKET D: 24-18.2-1.5 | 1.73
60061855-02 | SHEET GASKET D: 24-16.2-1.5 | 1.73
60061855-03 | SHEET GASKET D: 23.9-20.1-1.5 | 1.73
60061855-06 | SHEET GASKET D: 22.5-18.2-1 | 1.73
60061855-09 | SHEET GASKET D: 20.1-17.1-1.5 | 1.73
60061855-10 | SHEET GASKET D: 20.1-17.1-0.5 | 1.73
60061855-12 | SHEET GASKET D: 19.1-13.4-1.5 | 1.73
60061855-14 | SHEET GASKET D: 18.4-12.2-1.5 | 1.73
60061855-15 | SHEET GASKET D: 18.2-15-1.5 | 1.73
60061855-16 | SHEET GASKET D: 18.2-14-1.5 | 1.73
60061855-17 | SHEET GASKET D: 24-14-1.5 | 2.49
60061855-18 | SHEET GASKET D: 23.8-14.4-1.5 | 1.73
60061855-19 | GASKET D:24-17-1.5 | 1.73
60061856-03 | SHEET GASKET D: 29.9-20-1.5 | 1.88
60061856-13 | GASKET D: 24.3-21-1.5 | 1.73
60061856-14 | SHEET GASKET D: 29.6-22-1.5 | 1.73
60061857-16 | SHEET GASKET D: 34-28-1.5 | 1.73
60061857-23 | SHEET GASKET D: 38-32.2-1.5 | 4.16
60063666 | COMBUSTION CHAMBER KIT | 99.31
60063776 | OVERHEAT THERMOSTAT 110C | 43.5
60064153 | THERMISTOR TEMPERATURE SENSOR | 18.02
60064235 | CAM | 4.89
60064551 | PIEZO MECHANISM COVER | 3.16
60064552 | NUT M 14-0.75 | 3.57
60066107 | TAP KNOB | 1.73
60066878 | VENTURI D: 5.1 | 10.93
60067080 | TEMPERATURE SELECTOR ASSY | 20.26
60068254 | FLUE DUCT FIRST SECTION | 19.82
60070773 | OVERHEAT THERMOSTAT 110C | 17.35
60070852 | CIRCUIT BREAKER | 31.53
60071226 | GASKET (/Manifold) | 2.75
60071829 | FLANGE GASKET D:121.3-105-7.1 | 3.82
60073943 | BURNER BASE | 63.2
60074094 | BLACK SWITCH | 15.02
60074432 | THERMOCOUPLE | 32.18
60074469 | GAS CONTROL KNOB | 5.69
60074470 | TEMPERATURE SELECTOR KNOB | 4.36
60074478 | TEMPERATURE SELECTOR KNOB | 5.72
60074521 | GAS CONTROL KNOB | 5.79
60074810 | COLD & HOT WATER KNOB 1F | 3.16
60074811 | TEMPERATURE SELECTOR KNOB | 3.14
60074999 | CLIP | 1.88
60075065 | KNOBS SET | 23.98
60075709 | WATER SECTION ASSY | 297.34
60075773-10 | IONIZATION ELECTRODE | 33.39
60076549 | FAN CABLE | 83.55
60077063 | HYDRAULIC SAFETY GROUP 15/21 OR 20/27 | 38.81
60077783 | COMBUSTION CHAMBER | 85.72
60078088 | CHANGE OVER VALVE ASSY | 327.22
60078170 | DRAUGHT DIVERTER | 269.84
60078242-06 | HEAT EXCHANGER | 221.56
60078258 | IONIZATION ELECTRODE ASSY | 29.39
60078502 | CLIP | 1.73
60078577 | POTENTIOMETER | 18.44
60078619 | MICRO SWITCH BOX | 41.45
60078989 | MICRO SWITCH | 9.69
60079226 | CHANGE OVER VALVE CABLE | 16.65
60079350 | COMBUSTION CHAMBER LINING KIT | 37.24
60079486 | TAPPING SCREW CBLZ D: 4.2-13 | 1.73
60081008 | BURNER BASE KIT | 34.34
60081010 | GAS SECTION GASKETS KIT | 14.88
60081013 | FLEXIBLE PIPE KIT | 31.51
60081016 | DIAPHRAGM | 11.43
60081017 | VALVE SEAT KIT | 10.49
60081022 | THERMOMETER ASSY | 41.4
60081024 | GASKET KIT | 15.49
60081025 | VALVE WASHER KIT | 10.39
60081028 | DRAIN SCREW ASSY | 8.52
60081030 | SOLENOID VALVES KIT | 82.02
60081032 | GAS SECTION GASKETS KIT | 15.7
60081054 | AIR PRESSURE SWITCH KIT | 102.97
60081061 | GASKET KIT | 9.27
60081094 | IGNITER ASSY | 13.81
60081095 | CAM KIT | 24.68
60081096 | GAS SECTION GASKETS KIT | 19.47
60081102 | JET OUTLET KIT | 18.95
60081110 | SLOW IGNITION DEVICE ASSY | 17.19
60081118 | WASHER SET | 14.9
60081150 | PILOT KIT | 14.63
60081160 | BURNER BASE KIT | 61.54
60081161 | PILOT KIT | 25
60081162 | PILOT KIT | 26.59
60081163 | FLAME SUPERVISION KIT | 52.61
60081168 | SLOW IGNITION DEVICE ASSY | 26.82
60081171 | AIR PRESSURE SWITCH KIT | 143.6
60081172 | FACIA KIT | 33.98
60081186 | PILOT KIT | 30.37
60081194 | ISOLATING COCK KIT | 74.65
60081197 | GAS RATE ADJUSTER KIT | 35.87
60081198 | CONTROL VALVE KIT | 118.64
60081199 | GAS SECTION GASKETS KIT | 16.77
60081202 | BURNER GASKET KIT | 8.51
60081203 | COMBUSTION CHAMBER LINING KIT | 41.72
60081204 | WATER SECTION REPAIR KIT | 53.09
60081214 | ISOLATING COCK KIT | 55.13
60081218 | PILOT KIT | 45.77
60081237 | HEATING VALVE KIT | 51.99
60081240 | SCALE REDUCER KIT | 13.14
60081265 | SILICONE TUBE D: 9x3 L: 1.30M | 11.66
60081265-02 | SILICONE TUBE D: 21x2.5 L: 1M | 60.04
60081265-04 | SILICONE TUBE D: 6x1 L: 1.30M | 14.24
60081266 | TUBE PVC D: 9x12 L: 1M | 9.74
60081266-02 | TUBE PVC D: 13x17 L: 1M | 22.44
60081267 | SOLENOID VALVES KIT | 75.3
60081273 | FOAM SEAL 12.5x5 L: 2.5M | 25.95
60081273-03 | SILICONE FOAM SEAL 7x7 L: 2.5M | 31.16
60081273-06 | GLASS FIBRE D: 3.5 L: 1M | 15.32
60081279 | GASKET KIT | 14.76
60081288 | GAS SERVICE TAP KIT | 103.78
60081290 | ELECTRODE & LEAD ASSY | 14.3
60081402 | GAS SECTION GASKETS KIT | 12.92
60081403 | WATER SECTION WASHER KIT | 6.89
60081406 | PILOT INJECTOR KIT | 6.54
60081408 | BURNER BASE KIT | 135.71
60081411 | HINGE REPAIR KIT | 31.24
60081413 | WATER FLOW SERVICE TAP KIT | 171.88
60081414 | WATER RETURN SERVICE TAP KIT | 72.61
60081415 | BOILER THERMOSTAT ASSY | 71.01
60081417 | BEARING PLATE ASSY | 64.27
60081420 | HEATING STAT. ASSY | 54.44
60081423 | WATER SECTION REPAIR KIT | 23.02
60081452 | GASKETS KIT | 6.37
60081471 | WATER THROTTLE | 34.69
60081487 | DISCONNECTOR SERVICE TAP KIT | 24.72
60081489 | COMBUSTION CHAMBER LINING KIT | 47.23
60081507 | BURNER BASE KIT | 29.44
60081514 | HEATING VALVE KIT | 38.35
60081524 | HIGH PRESSURE TUBE KIT | 29.87
60081525 | LOW PRESSURE TUBE KIT | 19.41
60081555 | CONNECTION KIT | 43.62
60081558 | BEARING PLATE ASSY | 79.53
60081660 | MANIFOLD LPG KIT | 40.54
60081664 | DISCONNECTOR KIT | 34.84
60081667 | BURNER BASE KIT | 60.03
60081669 | GAS SECTION ASSY | 141.41
60081670 | GAS SECTION GASKETS KIT | 13.55
60081694 | SOLENOID VALVES KIT | 59.01
60081722 | COMBUSTION CHAMBER LINING KIT | 34.2
60081723 | FLEXIBLE PIPE KIT | 17.94
60081725-01 | AIR PRESSURE SWITCH 105 Pa | 84.53
60081726 | BEND 45 DEG KIT. | 143.83
60081727 | COMPLETE GASKETS KIT | 65.42
60081728 | RESTRICTORS PACK | 19.24
60081729 | GASKET (/Fan assy) | 33.69
60081798 | STOPPED WATER THROTTLE KIT | 176.34
60081821 | GAS TUBE KIT | 90.15
60081824 | FLEXIBLE PIPE KIT | 16.65
60081837 | GAS SECTION GASKETS KIT | 19.85
60081839 | THREE-WAY VALVE | 103.5
60081841 | CAPACITOR | 14.99
60081842 | AIR SEPARATOR HEAD ASSEMBLY | 23.2
60081843 | PLUG | 2.92
60081845 | FLOW METER | 35.24
60081851 | FRONT PANEL | 62.65
60081874 | CAM KIT | 26.73
60081875 | GAS SECTION GASKETS KIT | 19.97
60081879 | COVER | 20.56
60081885 | SECONDARY GAS VALVE NAT | 22.75
60081904 | DRAIN SCREW ASSY | 7.75
60081911 | WATER SECTION REPAIR KIT | 25.41
60081912 | WATER SECTION GASKETS KIT | 22.77
60081913 | TAP AND COLD WATER HAND LEVER | 30.99
60081914 | TAP AND HOT WATER HAND LEVER | 30.99
60081915 | HAND LEVER KIT | 17.56
60081916 | MIXING BATTERY | 103.9
60081942 | WATER SECTION AMI HP ASSY | 130.46
60081946 | WATER SECTION SMI HP ASSY | 122.04
60081947 | WATER SECTION GASKETS KIT | 21.46
60081953 | MOTOR (3-WAY VALVE) | 81.04
60081960 | WATER SECTION SMI HP ASSY | 67.52
60081963 | WATER SECTION SMI HP ASSY | 107.74
60081972 | OVERHEAT THERMOSTAT 115░C | 21.42
60081974 | CAM KIT | 44.76
60081977 | DIAPHRAGM | 19.34
60081978 | PRESSURE RELIEF VALVE KIT | 67.8
60081979 | KNOBS SET | 8.85
60081980 | PRESSURE RELIEF VALVE KIT | 71.91
60081985 | GASKETS SET - HYDRAULIC BLOC | 47.85
60084103 | THERMO-MANOMETER KIT | 83.03
60084107 | CONNECTION KIT | 40.12
60084205 | GASKET | 9.22
60084528 | BYPASS TUBE | 30.52
60084611 | GASKET | 10.64
60100120-20 | WATER GOVERNOR KIT | 26.79
60100141-20 | WATER SECTION REPAIR KIT | 18.05
60100201-20 | ECCENT. SPIN. GUIDE ASSY-CAM | 20.92
60100206-20 | FLAME SUPERVISION KIT | 36.42
60100503-30 | HEATING VALVE | 41.34
60100506-30 | C.O.V. REPAIR KIT | 44
60100605-30 | WATER SECTION REPAIR KIT | 28.45
60100606-30 | AQUASTAT 57C KIT | 36.88
61000229 | STRAP | 5.1
61000616 | FLANGE GASKET | 14.19
61000652-10 | CAPACITOR | 29.51
61000729 | CLIP | 2.05
61000733 | THERMISTOR TEMP. SENSOR | 20.82
61000880 | COMPOSIT SCALE REDUCER 13-16L | 65.05
61000955 | FUSE 250V 0.125A TEMPORIZED | 2.33
61001157 | SINGLE MICRO SWITCH | 5.13
61001338 | MICROSWITCH MECHANISM ASSY | 229.81
61001495 | GAS CONTROL KNOB | 5.97
61001564 | ELECTRODE & LEAD ASSY | 10.34
61001565 | THERMO. & O/HEAT THERMO. 154C | 47.7
61001567 | PILOT INJECTOR D: 0.26 | 9.86
61001574 | TUBE : PUMP TO HEAT EXCHANGER | 45.45
61001674 | CLIP | 1.88
61001779 | KNOBS 2F SET | 11.33
61002083 | TEMPERATURE SENSOR CLIP | 1.73
61002105-20 | IGNITER | 56.16
61002249 | LIP SEAL | 2.34
61002399 | HEATING CONNECTION PIN | 2.18
61002406 | CLIP | 1.74
61002490 | PLUG | 1.73
61002497 | WALL HOOK | 4.37
61002653 | AIR SEPARATOR HEAD ASSEMBLY | 29.2
61002775-08 | FLOW REGULATORE 8L/MIN (WHITE) | 8.61
61002775-10 | FLOW REGULATORE 10L/MIN (BLUE) | 8.61
61002775-12 | FLOW REGULATORE 12L/MIN (RED) | 8.61
61002801 | IGNITION ELECTRODE | 46.66
61002802 | IONIZATION ELECTRODE | 23.55
61002811 | CROSS LIGHTING STRIP | 7.08
61003011 | FAN ASSY | 197.62
61003114 | TAPPING SCREW CBLZ D: 4.2-19 | 1.73
61003209 | CONTACT SOCKET CONNECTOR 3 P. | 2.02
61003396 | SWITCH | 8.14
61003456 | FUSE 250V 2A | 1.73
61003495 | PRESSURE SENSOR 0.8 B | 59.07
61003635 | FUSE 250V 1.25A - TEMPORIZED | 1.73
61003959 | OVERHEAT THERMOSTAT 75C | 32.29
61003963 | FUSE HOLDER CABLE | 13.5
61004019 | IGNITION ELECTRODE ASSY | 62.34
61004115 | PUMP LEAD (2 SPEEDS) | 19.45
61004243 | BLACK BUTTON + EXTENSION | 19.53
61004632 | PRESSURE RELIEF VALVE KIT | 24.27
61004828 | SWITCH | 6.57
61004877 | CLIP | 6.36
61004996 | BLACK AQUASTAT KNOB | 3.94
61005223 | PROTECTOR COVER | 12.66
61005224 | SIDE COVER SUPPORT | 11.8
61005231 | SCREW M8X14 | 1.73
61005259 | GROMMET | 1.73
61005265 | FOOT | 3.75
61005323 | PIN | 1.73
61005324 | TAPPING SCREW D: 4.2-19 | 1.73
61005491 | STEATITE HEATING ELEMENT 2400W D.50 | 49.02
61007278 | PRESSURE GAUGE | 19.69
61007530 | ORANGE SIGNAL | 6.57
61007557 | HEAT EXCHANGER | 474.7
61007604 | OUTGOING TUBE - HEATING BODY | 15.23
61007671 | CONNECTOR | 20.14
61007727 | WATER FILTER | 2.92
61007885-10 | COMBUSTION CHAMBER | 136.93
61007978 | PLUG 1/2" | 4.72
61008250 | RECLOSING BOX | 283.82
61008282 | OVERHEAT THERMOSTAT 105C | 24.11
61008820 | OVERHEAT THERMOSTAT 63C | 7.63
61009106 | FAN MOTOR ASSY 240V | 57.36
61009200 | CABLE - FLAME | 21.74
61009433 | SERVICE TAP | 21.95
61009730 | FUSE HOLDER | 10.81
61009766 | HEATING THERMOSTAT | 58.1
61009833-34 | O-RING D: 1.9-8 | 1.73
61009833-37 | O-RING D: 16-1.9 | 1.73
61009833-46 | O-RING D: 45-3.5 | 1.73
61009834-10 | O-RING 5.7X1.9 | 1.73
61009834-14 | O-RING 8.9X2.7 | 1.73
61009834-15 | O-RING D: 2.7-10.5 | 1.73
61009834-18 | O-RING D: 13.6-2.7 | 1.73
61009834-30 | O-RING D: 24.6-3.6 | 1.73
61009834-35 | O-RING D: 27.8-3.6 | 1.73
61009834-49 | O-RING D: 15.6-1.78 | 1.73
61009834-53 | O-RING D: 3.6-2.4 | 1.73
61009865 | TEMPERATURE SELECTOR | 19.44
61010000 | THREE-WAY VALVE | 103.5
61010003 | LEFT HAND HYDRAULIC BLOCK | 15.95
61010005 | CLIP | 1.73
61010006 | ELECTRIC BOX PLATE | 38.34
61010007 | ELECTRICAL BOX COVER | 12.24
61010012 | CLIP | 1.88
61010012-02 | CLIP | 1.73
61010014 | CONNECTOR COVER | 7.22
61010016 | CASE | 510.47
61010017 | HEAT EXCHANGER | 291.92
61010029 | TOP STAY PLATE | 6.32
61010038 | CROSS LIGHTING STRIP | 11.18
61010040 | GAS TUBE | 12.43
61010042 | HYDRAULIC PLATE | 9.67
61010043 | HEATING RETURN TUBE | 16.74
61010044 | BYPASS TUBE | 14.55
61010047-01 | PRINTED CIRCUIT BOARD OF REGU. | 174.44
61010048 | PRESSURE GAUGE | 22.36
61010050 | CLIP | 4.3
61010053 | SPACER | 1.73
61010056 | HOT WATER BEND | 14.88
61010057 | HEATING FLOW BEND | 12.49
61010065 | DISCONNECTOR TUBE | 20.9
61010071 | GASKET (/Manifold) | 2.32
61010072 | IGNITION PUSH ROD | 2.03
61010095 | SUPPORT BRACKET | 3.76
61010106 | CASE | 89.34
61010109 | GROMMET | 4.75
61010110 | BYPASS BODY | 40.23
61010111 | ADJUSTING SCREW OF BY-PASS | 6.06
61010112 | CLIP | 2.44
61010117 | DRAUGHT DIVERTER | 275.67
61010125 | TAPPING SCREW CBLSX D4,2X9,5 | 1.73
61010126 | SHEET SCREW CBLX D: 3.5-6.5 | 1.73
61010127 | TAPPING SCREW CBLSX D: 6.3-19 | 3.16
61010128 | TAPPING SCREW CBLSX D: 4.2-25 | 1.73
61010129 | SCREW CBLSX M 5-40 | 1.9
61010131 | SCREW HX M 5-12 | 1.73
61010133 | SCREW FX90 D: 3.5-16 | 1.73
61010136 | PILOT BODY | 27.01
61010148 | GASKET (/ Flue bend turret) | 6.4
61010151 | IGNITOR CABLE | 6.99
61010167 | RIGHT HAND HYDRAULIC BLOCK | 60.1
61010170 | EXPANSION VESSEL AIR HOSE | 17.19
61010175 | MANIFOLD 16 INJ. | 22.3
61010191 | OVERHEAT THERMOSTAT 105░C | 8.2
61010212 | FAN ASSY | 192.92
61010218 | CLOSURE PLATE | 4.56
61010239 | PROTECTIVE PLATE | 6.93
61010241 | CENTRING PIECE | 1.73
61010254 | WHITE KNOB | 2.75
61010256 | PRESSURE GAUGE | 31.98
61010332 | FAN CABLE | 70.35
61010333 | TUBE-EXCHAN TO 3-WAY VALVE | 24.28
61010337 | VENTURI D: 3.7 | 19
61010341 | MANIFOLD 16 INJ. | 14.83
61010349 | CONNECTOR | 11.41
61010430 | CONNECTING PIPE | 3.63
61010436 | VALVE BLOCK ASSY | 29.68
61010439 | JOINING PLATE | 34.44
61010458 | RESTRICTOR GASKET | 9.11
61010485 | PLUG | 7.36
61010572 | OVERHEAT THERMOSTAT 100░C | 7.63
61010592 | PRINTED CIRCUIT BOARD OF POWER | 213.68
61010609 | CLIP | 1.73
61010612 | PUMP UP 15/50 230V | 303.93
61010648 | TAPPING SCREW CBLSX D: 6.3-13 | 1.73
61010847 | TAPPING SCREW CBLSX D:4.2-12.5 | 1.73
61010888 | OVERHEAT THERMOSTAT 95C | 10.37
61010916 | PRINTED CIRCUIT BOARD | 101.77
61011075 | DESCALING INTERFACE/WATER EXCH | 170.5
61011136 | HEAT EXCHANGER | 360.86
61011164 | WATER / WATER HEAT EXCHANGER 14 | 136.25
61011224 | SCREW CX M 5-12 | 1.73
61011279 | ANTIFREEZE KIT | 67.59
61011316 | PLUG | 1.73
61011342 | FROST THERMOSTAT 5C | 9
61011356 | IONIZATION ELECTRODE ASSY | 22.74
61011394 | HEATING RETURN TUBE | 26.72
61011517 | SWITCH CABLE | 25.66
61011561 | ISOLATING COCK | 31.31
61011567 | IONIZATION ELECTRODE | 36.94
61011572 | IGNITION ELECTRODE | 50.74
61011585 | EARTH WIRE | 5.04
61011642 | DEFLECTOR | 6.15
61011700 | GREY KNOB | 8.05
61011846 | PRINTED CIRCUIT BOARD T.A. | 103.26
61011849 | PILOT INJECTOR D: 0.16 | 8.61
61011887 | GREY KNOB | 2.05
61011950 | THERMOSTAT | 42.5
61012382 | RECLOSING BOX | 236.11
61012398 | GAS ASSY | 212.56
61012410 | OUTGOING TUBE - HEATING BODY | 12.97
61012411 | BURNER CABLE | 147.87
61012412 | BURNER CABLE | 141.92
61012457 | HOOKING BRACKET | 7.95
61012479 | THERMOST. (SAFETY - 70░C) | 7.85
61012505 | INTERFACE SYSTEM - ROOM THERMO | 89.4
61012556 | CABLE ABSENCE FLAME | 19.09
61012597 | SIMULATING BOX 3 WAY VALVE | 294.26
61012653 | THERMOSTAT CABLE | 13.44
61012743 | STOPPED WATER THROTTLE BODY | 15.43
61012756 | PRINTED CIRCUIT BOARD OF REGU. | 207.29
61012790 | CYLINDER 6L | 361.74
61012808 | LINKING TUBE | 8.22
61012886 | NUT | 43.45
61012906 | MECANICAL TIMECLOCK | 115.01
61012909-02 | PIN | 1.73
61012946 | SPINDLE | 9.22
61012952 | FLEXIBLE PIPE | 24.68
61012963 | TAP BODY | 22.94
61012983 | CLIP | 1.92
61013016-01 | RESTRICTOR D: 6.7 | 3.19
61013018 | GASKET (/Solenoid valve) | 2.92
61013098 | SCREW H M 6-12 | 1.73
61013356 | EXPANSION VESSEL 18L | 117.89
61014100 | DESCALING INTERFACE/HEAT EXCHA | 33.11
61014130 | HEAT EXCHANGER | 472.07
61014161 | BLACK KNOB | 6.29
61014172 | BOTTOM INTERFACE | 60.95
61014214 | HYDRAULIC PLATE | 9.55
61014218 | HEATING RETURN TUBE | 19.71
61014220 | HEATING FLOW TUBE | 12.49
61014221 | TUBE-EXCHAN TO THREE-WAY VALVE | 13.68
61014228 | TOP INTERFACE SYSTEM | 49.45
61014238 | STOPPED WATER THROTTLE KIT | 179.79
61014442 | SUPPORT BRACKET | 15.48
61014444 | PANEL | 18.05
61014516 | TAPPING SCREW CBLSX D: 6.3-19 | 1.73
61014560 | PRINTED CIRCUIT BOARD | 256.89
61014810 | DEFLECTOR 30DEG KIT | 25.19
61014983 | COLD WATER TUBE | 17.32
61014984 | PRESSURE RELIEF VALVE DRAIN | 23.1
61015153 | SCREW CLXS M 4-12 | 1.73
61015154 | SCREW CLXS M 4-30 | 1.94
61015222 | SCREW CBLSX M 4-12 | 1.73
61015245 | PLUG | 6.38
61015329 | TAPPING SCREW D: 3.5-9.5 | 1.73
61015360 | TUBE : PUMP TO HEAT EXCHANGER | 17.23
61015517 | CONNECTION F/F 14X100 | 8.26
61015739 | IGNITOR CABLE | 24.6
61015740 | IGNITION ELECTRODE | 35.76
61015757 | WASHER D: 12.5-5.2-5 | 1.73
61015797 | SPACER | 5.02
61016206-02 | PIN | 6.72
61016207 | PIN | 2.05
61016231 | MAIN GAS VALVE ASSY | 24.68
61016233 | SPRING SEAT | 2.1
61016241 | CAM | 1.73
61016247 | GASKET (/Base) | 1.73
61016260 | GASKET (/Manifold) | 2.43
61016277 | HOT WATER TUBE | 5.7
61016281 | FRONT CASE | 27.08
61016290 | GAS CONTROL KNOB | 6.82
61016297 | INTERFACE | 27.41
61016378 | PRESSURE TEST POINT SCREW | 1.73
61016387 | BYPASS BODY | 13.17
61016461 | EXPANSION VESSEL | 203.39
61016502 | HEATING FILTER | 16.54
61016600 | SCREW CLXS M 5-14 | 1.73
61016604 | NUT M 5 | 1.73
61016616 | THERMOCOUPLE | 10.16
61016719 | BOTTOM PART-WATER SECTION SMI | 19.25
61016752 | PLUG | 3.64
61017288-08 | FLOW REGULATORE 8L/MN (RED) | 4.68
61017288-10 | FLOW REGULATORE 10L/MN (WHITE) | 4.56
61017289 | SCREW CLX M 4-16 | 1.73
61017398 | GAS SECTION NAT | 126.54
61017600 | SCREW CLX M 5-20 | 1.73
61017890 | GASKET | 9.82
61018297 | IONIZATION ELECTRODE | 16.48
61018771 | PRINTED FACIA 2F | 10.83
61018981 | WATER FILTER | 2.86
61020009 | DIAPHRAGM | 12.39
61020242 | CONNECTION | 11.53
61020272 | SPRING 12.8 x 1.6 L: 24.63 | 6.82
61020388 | WATER FLOW SERVICE TAP | 42.36
61020389 | GAS SERVICE TAP | 29.42
61020468 | GAS SERVICE TAP | 14.36
61020509 | TAPPING SCREW TCBL D:4 L:10 | 1.73
61020510 | SCREW FX90 L:16 | 1.73
61020652 | WATER CONTROL ASSY | 32.51
61020885 | FILLER NECK | 13.31
61020916 | HOT WATER CONNECTION | 14.67
61020922 | FILLER NECK | 17.28
61020933 | PRESSURE RELIEF VALVE | 31.51
61300258 | GASKET (/ Flue bend turret) | 3.39
61300262 | GASKET | 5.44
61301163 | OVERHEAT THERMOSTAT 154C | 50.06
61301164 | THERMOCOUPLE | 9.04
61301292 | WATER CONTROL ASSY | 34
61301298 | BOTTOM PART-WATER SECTION AMI | 22.21
61301782 | DIAPHRAGM | 9.03
61301900 | CLIP | 2.05
61301904 | MICRO SWITCH | 8.52
61301924 | WATER FILTER | 3.37
61301927 | PRESSURE RELIEF VALVE | 11.23
61301928 | SCREW CBLXS M 5-12 | 1.74
61301936 | RIGHT HAND HYDRAULIC BLOCK | 38.24
61301952 | WATER CONTROL 8L/MN | 30.14
61301956 | LEFT HAND HYDRAULIC BLOCK | 21.37
61301960 | BY-PASS | 8.5
61301964 | PUMP + AIR SEPARATOR 15/50 | 303.93
61301965 | CONNECTION | 8.85
61301998 | FLEXIBLE PIPE | 11.23
61301999 | FLEXIBLE PIPE L:350 | 25.7
61302003 | TUBE : PUMP TO HEAT EXCHANGER | 13.59
61302004 | HEAT EXCHANGER TUBE | 16.02
61302014 | WIRE ASSEMBLY | 57.49
61302017 | FAN CABLE | 80.91
61302101 | CONNECTOR | 3.99
61302102 | FEEDER | 9.35
61302237 | BASE - BOX | 40.51
61302246 | IGNITION PUSH ROD | 2.14
61302332 | PIN | 2.94
61302409-01 | SANITARY HEAT EXCHANGER 193X75X35,5 16 P | 96.76
61302410 | MOTOR (3-WAY VALVE) | 172.22
61302411 | VALVE | 40.22
61302474 | CONNECTION | 8.72
61302483-01 | MOTOR (3-WAY VALVE) | 46.54
61302492 | INTERFACE SYSTEM - EXCHANGER | 8.41
61302533 | TOP INTERFACE SYSTEM ASSY | 23.98
61302539 | SPINDLE | 18.2
61302610 | HAND LEVER YELLOW | 1.73
61302611 | HAND LEVER BLACK | 1.73
61302612-01 | COLD WATER TAP | 109.92
61302613 | GREY KNOB | 2.24
61302614 | WATER RETURN SERVICE TAP | 34.31
61302622 | LIP SEAL | 5.56
61302631 | SCREW HSX M 5-8 | 1.73
61302720 | CLIP | 3.04
61303031 | WATER FLOW & RETURN SERVI. TAP | 16.42
61303032 | GAS SERVICE TAP | 16.42
61303034 | WATER TAP | 15.12
61303071 | CONNECTION | 8.75
61303140 | GAS TUBE | 32.96
61303148 | GROMMET | 4.58
61303149 | GROMMET D: 18 | 5.08
61303158 | PRESSURE GAUGE | 30.22
61303159 | PRESSURE GAUGE | 31.44
61303185 | PROTECTING PLATE | 60.02
61303215 | COLD WATER TUBE | 12.49
61303219 | TUBE : PUMP TO HEAT EXCHANGER | 18.35
61303236 | SCREW HSX M 5-80 | 1.77
61303237 | CLIP | 7.44
61303238 | CUPEL | 3.3
61303242 | BASE - BOX | 15.32
61303266 | ELECTRICAL BOX COVER | 14.02
61303302 | IONIZATION ELECTRODE | 20.81
61303305 | GAS VALVE NAT | 260.76
61303316 | PIN | 4.61
61303330 | VALVE KIT | 57.32
61303358 | CONNECTOR | 11.53
61303369 | SUPPORT | 7.36
61303380 | FLOW REGULATOR 12L A/R | 11.13
61303463 | CLIP | 1.94
61303464 | TRANSMITTER OF LEDS | 9.6
61303532 | HOT WATE CONNECTION | 12.78
61303533 | GAS SERVICE TAP | 26.61
61303534 | WATER FLOW & RETURN SERVI. TAP | 27.29
61303535 | COLD WATER TAP | 23.4
61303566 | OVERHEAT THERMOSTAT 105░C | 7.05
61303675 | PLUG | 7.37
61303700 | TRANSMITTER OF LEDS - ON/OFF | 6.57
61303825 | GASKET | 6.74
61303830 | SIGHT GLASS | 2.94
61303920 | CONNECTION | 12.2
61304002 | PIN | 9
61304003 | INTERFACE | 9.49
61304158 | WASHER | 1.73
61304273 | GASKETS SET | 8.37
61304327 | GRUB SCREW | 1.73
61304377 | REAR PANEL | 66.66
61304576 | WIRE ASSEMBLY | 188.55
61304608 | AIR SEPARATOR HEAD ASSEMBLY | 29.39
61304618 | GASKET AIR SEPARATOR KIT | 5.08
61304712 | HOOD | 34.62
61304713 | HOOD | 53.05
61304720 | FAN ASSY | 162.2
61304721 | FAN ASSY 1V 30FF | 162.48
61304749 | PRESSURE RELIEF VALVE 7 BARS | 36.66
61304977 | SUPPORT BRACKET | 3.57
61304982 | STOPPED WATER THROTTLE | 28.2
61305005 | PRESSURE GAUGE | 26.46
61305099 | HOT WATER BEND | 18.21
61305112 | PLUG ASSY | 8.83
61305113 | PRESSURE RELIEF VALVE | 42.83
61305158 | WHITE KNOB | 7.6
61305179 | PIN | 2.06
61305269 | CONNECTOR | 5.28
61305290 | WATER CONTROL 10L/MN | 36.3
61305498 | EARTH WIRE | 4.35
61305560 | HEATING FILTER | 3.54
61305620 | NON-RETURN VALVE | 9.32
61305707 | TUBE : PUMP TO HEAT EXCHANGER | 38.82
61305712 | WIRE ASSEMBLY | 34.54
61305725 | THREE-WAY VALVE | 189.81
61305840 | IGNITOR POLE | 26.59
61305893 | CABLE THREE WAY VALVE | 14.67
61306019 | CONTROL PANEL | 7.88
61306026 | DUCT FIRST SECTION | 226.92
61306028 | OUTGOING FLUE BOX | 144.93
61306029 | GASKET D:66.6 | 14.74
61306030 | GASKET D:129.4 | 37.35
61306072 | GASKET | 2.39
61306074 | EXCHANGER 24KW | 1391.29
61306547 | HEAT EXCHANGER | 345.38
61306594 | FLEXIBLE PIPE KIT | 34
61306596 | BOTTOM INTERFACE SYSTEM ASSY | 48.42
61306695 | FLUE CONNECTION | 159.34
61306697-01 | AIR PRESSURE SWITCH 87 Pa | 46.75
61306698 | PLUG KIT | 10.29
61306746 | WHITE KNOB | 5.67
61306949 | MANIFOLD 18 INJ:1.23 - DIA:9.0 | 35.61
61306960 | MANIFOLD 18 INJ:0.74 - DIA:9.0 | 41.62
61306970 | STOPPED W/THROT. CONNECTOR KIT | 10.06
61306995 | PUMP LEAD (2 SPEEDS) | 16.73
61307039 | COMBUSTION CHAMBER LINING KIT | 42.8
61307335-01 | AIR PRESSURE SWITCH 167 Pa | 50.56
61307584 | GAS VALVE | 260.57
61307585 | FAN ASSY | 213.64
61307588 | WASHER D:65-59-2.6 | 5.7
61307589 | CLIP | 3.02
61307664-01 | AIR PRESSURE SWITCH 20 Pa | 48.71
61307665-01 | AIR PRESSURE SWITCH 50 Pa | 51.4
61307845 | FUSE 250V 0.315A - TEMPORIZED | 1.73
61308032 | CONNECTING TERMINAL | 2.79
61308085 | WIRE ASSEMBLY | 20.21
61308086 | ELECTRODE CABLE | 4.92
61308091 | O-RING 17.86X2.62 | 1.73
61308092 | O-RING 17.76X1.78 | 3.53
61308149 | TRANSFORMER | 74.07
61308332 | PIN | 5.64
61308335 | GASKET | 5.22
61308491 | DOOR ASSY 30KW | 491.09
61308492 | DOOR ASSY 24KW | 407.55
61308782 | SCREW D: 5-14 | 1.73
61308868 | SHEET GASKET D: 12-6-2 | 1.73
61309242 | FLUE CONNECTION | 34.54
61309315 | INSTRUCTIONS SUPPORT | 8.03
61309327 | EXCHANGER 30KW | 1015.34
61309373 | BARBED NIPLE 90DEG | 7.18
61309454 | WIRE ASSEMBLY | 19.47
61309624 | ELECTRODES | 128.41
61309658 | GASKET D:110-75-2 | 13.34
61309670 | FLOW TUBE | 11.58
61309674 | HEATING FLOW BEND | 71.59
61309837 | FAN-IGNITER CABLE | 33.51
61310050 | VENTURI | 18
61310088 | GASKET D:66-58.4-9 | 12.32
61310121 | SILENCER | 21.89
61310129 | GAS VALVE | 240.34
61310155 | GASKET D:86.5-80-12 | 12.7
61310357 | PRINTED CIRCUIT BOARDS | 416.89
61310364 | PRESSURE SENSOR 0.8b | 27.6
61310404 | FLEXIBLE PIPE L:230 | 12.32
61310430 | HEAT EXCHANGER 30FF | 363.36
61310637 | PLUG + SEALING RING | 14.17
61310767 | OVERHEAT THERMOSTAT 49C | 8.55
61310774 | HEAT EXCHANGER 24FF | 359.14
61310933 | FAN ASSY 1V 24FF | 247.95
61310949 | WIRE ASSEMBLY | 20.23
61310952 | CABLE | 19.72
61311053 | ELECTRIC BOX PLATE | 29.79
61311126 | GAS TUBE | 18.13
61311240 | COLD WATER TUBE | 12.14
61311269 | IGNITER | 54.41
61311314 | PISTON | 15.56
61311597 | VALVE KIT | 72.78
61311628 | TUBE PVC D:21 L:500 | 39.05
61311659 | CONNECTOR COVER | 11.42
61311718 | CONNECTION | 17.68
61311719 | CONNECTION | 4.23
61311745 | STOPPED WATER THROTTLE | 45.58
61311903 | FEEDER | 13.83
61311907 | EXPANSION VESSEL 5L | 157.16
61311926 | FAN ASSY | 185.66
61312117 | INTERCONNECTION CABLE | 13.2
61312121 | WATER RETURN SERVICE TAP | 34.79
61312122 | WATER RETURN SERVICE TAP | 41.64
61312123 | GAS VALVE | 211.94
61312186 | HOLE PLATE (WITHOUT HOLE) | 8.66
61312270 | TEMPERATURE SELECTOR KNOB | 5.61
61312303 | LEFT HAND HYDRAULIC BLOCK | 106.65
61312368 | SPINDLE | 33.36
61312402 | THERMOSTAT CABLE | 11.79
61312413 | WHITE KNOB | 6.36
61312496 | FAN ASSY 1V 30FF | 165.64
61312602 | TUBE (Expan vessel) | 30.31
61312603 | GAS TUBE | 26.42
61312611 | WALL HOOK | 3.58
61312612 | IGNITER | 66.61
61312615 | CABLE THREE WAY VALVE | 16.98
61312668 | PRESSURE RELIEF VALVE (3 BAR) | 15.31
61312851 | FILTER | 11.13
61312930 | WHITE KNOB | 6.7
61312979 | O-RING D: 18-3.15 | 2.08
61313056 | PLUG | 7.75
61313154 | FLUE CONNECTION | 28.55
61313201 | ELECTRICAL BOX COVER | 9.73
61313340-01 | AIR PRESSURE SWITCH 125 Pa | 69.01
61313527 | DUCT FIRST SECTION | 94.75
61313537 | TAP KIT | 126.43
61313539 | PIPES KIT | 111.75
61313549 | MECANICAL TIMECLOCK | 96.46
61313561 | PRESSURE GAUGE | 35.06
61313614 | DOOR ASSY | 268.51
61313738 | ELECTRODE CABLE | 9.53
61313760 | EXCHANGER 24KW | 838.44
61313763 | EXCHANGER 30KW | 961.27
61313796 | TAPPING SCREW ST D: 4.2-9.5 | 1.73
61313797 | G140A | 6.1
61313807 | RIGHT HAND BLOCK + V3V | 214.75
61313932-01 | AIR PRESSURE SWITCH 166 Pa | 55.19
61313953 | CLIP | 2.04
61313986 | ELECTRICAL BOX COVER | 20.79
61314112 | PRESSURE RELIEF VALVE 7 BARS | 34.12
61314169 | IGNITION ELECTRODE | 8.15
61314175 | PLUG | 2.37
61314258 | THERMISTOR | 15.33
61314283 | CONVERSION KIT > NAT | 37.22
61314284 | CONVERSION KIT > GPL | 45.55
61314330 | ELECTRIC BOX PLATE | 24.49
61314348 | HEATING BLOCK ASSY | 208.45
61314383 | BYPASS TUBE D:15 | 37.35
61314431 | DOOR ASSY | 21.88
61314434 | FAN ASSY | 231.25
61314575 | PLUG | 6.61
61314591 | GAS VALVE | 183.88
61314693 | FLOW TUBE | 16.97
61314700 | HEATING FLOW BEND | 20.9
61314703 | FLEXIBLE PIPE KIT | 13.47
61314748 | OUTGOING FLUE BOX | 56.54
61314753 | GASKET D:85-66.5-2.5 | 9.01
61314798 | TAP HEAD | 9.31
61314824 | CONNECTION G 3/4 | 14.3
61314826 | SIDE COVER SUPPORT | 23.95
61314828 | GAS TUBE | 23.86
61314831 | HEATING FLOW BEND | 14.76
61314834 | EXCHANGER 35KW | 1093.35
61314879 | HEATING FLOW BEND | 15.15
61314880 | HEATING RETURN TUBE | 19.98
61314955 | THERMISTOR TEMP. SENSOR | 28.54
61314957 | PRINTED CIRCUIT BOARD LEAD | 12
61314958 | PRINTED CIRCUIT BOARD | 31.52
61315055 | FLUE CONNECTION | 46.52
61315073 | BURNER 24FF | 97.8
61315198 | WIRE ASSEMBLY | 48.39
61315409 | CONNECTION | 243.66
61315410 | GAS VALVE | 229.88
61315414 | COLD WATER TUBE | 15.89
61315456 | FEEDER | 14.42
61315510 | LEFT HAND HYDRAULIC BLOCK | 41.76
61315512 | LEFT HAND HYDRAULIC BLOCK | 42.8
61315513 | LEFT HAND HYDRAULIC BLOCK | 19.98
61315545 | RIGHT HAND BLOCK | 52.4
61315546 | RIGHT HAND BLOCK + V3V | 182.28
61315607 | GASKET | 17.11
61315715 | GASKET D: 15-3 | 2.55
61316013 | BY-PASS D:20 | 15.49
61316030 | HEAT SENSOR + PRINTED CIRCUIT BOARD | 89.23
61316488-01 | ANODE D:21,3 L:275 M5-M8 | 16.01
61316557 | STRAP | 3.28
61316561 | TAP KIT | 50.67
61316589 | SERIGRAPHED STRIP (FOR PROG.) | 23.15
61316751 | FLOW REGULATOR 14L A/R | 7.71
61316807 | WIRE ASSEMBLY | 56.67
61316921 | EXPANSION VESSEL 2L | 138.67
61317027 | HOT WATER TANK 45L | 710.58
61317032 | CASE COVER | 213.99
61317346 | GASKET | 39.77
61317432 | IGNITION ELECTRODE | 33.04
61317433 | IONIZATION ELECTRODE | 33.14
61317449 | STRAP 21.4-23.0 | 3.95
61317450 | STRAP 25.3-27.3 | 3.62
61317451 | STRAP 26.5-28.6 | 4.08
61317663-01 | THERMISTOR TEMP. SENSOR KIT | 26.95
61400159 | PRESSURE RELIEF VALVE KIT | 43.88
61400225 | PRESSURE RELIEF VALVE KIT | 113.87
61400230 | COMBUSTION CHAMBER LINING KIT | 38.99
61400236 | FOAM SEAL 20x15 L: 1.7M | 42.93
61400237 | FOAM SEAL 10x2 L: 800mm | 2.78
61400261 | FAN ASSY | 182.96
61400262-01 | AIR PRESSURE SWITCH 80 > 120 | 72.46
61400263 | HEATING BODY | 318.64
61400264 | GASKET | 1.73
61400265 | BURNER HEAD | 105.87
61400269 | GAS SECTION LPG ASSY | 154.72
61400270 | GAS SECTION NAT ASSY | 184.92
61400271 | IGNITION ELECTRODE | 63.75
61400272 | MICRO SWITCH BOX | 43.28
61400274 | CABLE | 15.5
61400275 | CONTROL BOX | 221.71
61400276 | ELECTRICAL BOX | 278.99
61400277-01 | WATER SECTION ASSY | 119.36
61400278 | DIAPHRAGM | 16.67
61400279 | BEARING PLATE | 15.77
61400280 | VENTURI | 17.46
61400281 | FILTER | 4.59
61400287 | FRONT CAS PAINTED | 120.82
61400288 | KNOB | 11.17
61400290 | FUSE 250V 0.5A - TEMPORIZED | 3.76
61400292 | SCREW | 3.23
61400294 | GASKET | 20.04
61400301 | WASHER SET D.486 | 324.09
61400302 | WASHER SET D.338 | 279.7
61400303 | WASHER SET D.486 | 375.93
61400304 | THERMOSTAT KIT OBIO | 176.31
61400305 | THERMOSTAT KIT GBE | 115.05
61400311 | ELECTRICAL BOX PROTECH | 174.72
61400325 | PLATE | 2.34
61400328 | O-RING SET D:338 | 150.92
61400351 | O-RING SET D:486 | 97.93
61400356 | MATING FLANGE D:486 5X2" KIT | 672.76
61400357 | MATING FLANGE D:486 3X2" KIT | 744.26
61400361 | FLUE HOOD WITH FLUE PROTECTION | 359.4
61400362 | FLUE HOOD WITH FLUE PROTECTION | 293.13
61400363 | FLUE HOOD WITH FLUE PROTECTION 18.1 | 312.27
61400364 | FLUE HOOD WITH FLUE PROTECTION 26.1 | 346.81
61400367 | SCREW / FLANGE D:486 | 100.74
61400381 | WATER FILTER CAP | 10.56
61400382 | WATER THROTTLE ASSY | 17.71
61400383 | WATER SECTION REPAIR KIT | 14.76
61400388 | TEMPERATURE SELECTOR ASSY | 28.36
61400389 | TEMPERATURE SELECTOR ASSY | 28.53
61400393 | FOAM SEAL 15x10 L: 1M | 3.62
61400606-01 | STEATITE HEATING ELEMENT 1200W D.50 | 45.5
61400608-01 | STEATITE HEATING ELEMENT 1800W D.50 | 46.57
61400659 | CERAMIC RESISTANCE 3000W | 91.93
61400974 | PLATE 45.5X14.2 cm | 259.94
61400975 | PLATE 45.5X14.2 cm | 229.49
61400976 | PLATE 45.5X14.2 cm | 233.93
61400979 | PUMP DOUBLE 70 > 210 KW | 1706.46
61401002 | CLOSURE PLATE 19X64cm | 125.82
61401776 | HEATING ELEMENT 1200W 230V | 33.63
61401799 | PRESSURE SENSI. SWITCH SUPPORT | 13.23
61401802 | GAS SECTION NAT ASSY | 241.76
61401803-01 | WATER SECTION ASSY | 234
61401805 | CONVERSION KIT NAT > LPG | 187.32
61401807 | CONVERSION KIT LPG > NAT | 137.37
61401808 | CONNECTION KIT | 97.96
61401809 | AIR PRESSURE SWITCH | 125.12
61401861 | FAN ASSY | 292.22
61402148 | FLANGE WITH SCREW KIT | 26.16
61402252-01 | ANODE D:21,3 L:430 M5-M8 | 19.94
62160322 | NIPPLE TRYON MD | 43.04
63901189 | COMPLETE DOOR | 453.28
64190684 | CAPACITOR 45MF | 17.7
64190686 | HEAT SENSOR QAC 34/101 | 32.02
64190795 | NTC PROBE 10K BETA 3977 5MT | 66.84
64191208 | NTC PROBE | 20.25
64191230 | CLAMPS DT6/2,5-DREHSI 5X20 | 13.85
64191549-01 | CONTROL PANEL AVS37.294/360-D | 92.44
64191557 | GAS PRESSURE SWITCH | 64.12
64191574 | GAS PRESSURE SWITCH MINI DWFK 0.2-1.6 | 64.12
64192171 | REGULATOR EVD | 148.53
64192193 | COMPRESSOR SCROLL ZH30K4E-PFJ-524 | 1495.4
64192270 | DRYER FILTER | 24.62
64192354 | PRESSURE TRASDUCER 0-5V, 0-17.3B | 45.42
64192358-01 | EVAPORATOR | 2133.69
64192440 | EXPANSION VALVE TCBE OR3 MOP95 | 1.73
64192447 | 4-WAY VALVE RV115A911AZ | 449.81
64192465 | REMPL. KIT EXP. VALVE SPORLAN TO DANFOSS | 139.06
64192474 | REMPL. KIT EXP. VALVE SPORLAN TO DANFOSS | 1.73
64192516 | CONTROLLER RVS61.843/560 - E | 1620.95
64192525 | NTC PROBE 10K B3977 CLIP 15 | 22.51
64192527 | NTC PROBE 10K B3977 CLIP 22 | 12.39
64192532 | 4-WAY VALVE COIL | 91.55
64192547 | MITSUBISHI COMPRESSOR ANE33FPFMT | 841.78
64192579 | PRINTED CIRCUIT BOARD | 437.06
64192643 | FAN ASSY W3G630CL06G6 + CONVOGL.VERN. NE | 623.04
64192703 | SOFTSTARTER 32A RSBT4032EV61SM24 | 483.24
64192749 | SPRING CLIP SNAP-IN C-4434-2 | 8.82
64192884 | GOVERNOR RVS61.843/560 - E (KIT) | 1256.98
64200009 | KIT SILICONE BIG T░ | 76.17
64200062 | PROBE SHEATH 1/2 D:7.2 L:100mm | 40.75
64200111 | GAS VALVE DUNGS MB-VEF-412 S1 | 2498.11
64200116 | GAS VALVE CONV. KIT MBC-1200-VEF 1-3 | 4996.97
64200229 | PANEL (INSULATION) 10X6mm L:10m | 38.92
64200245 | HEAT EXCHANGER (85KW) | 3610.45
64200247 | HEAT EXCHANGER | 5273.24
64200249 | PIPE (C.H. RETURN) | 346.34
64200254 | GASKET (/ Flue bend turret) | 2.72
64200261 | SILENCER | 24.94
64200262 | SILENCER | 31.52
64200264 | GASKET 100MM FLUEGAS PIPE/COND. TRAY | 10.21
64200283 | SOLENOID VALVES 230V | 72.89
64200294 | SWITCH ON/OFF WITH ROUND LENS LIGHT | 26.53
64200297 | SOLENOID VALVES 240V | 149.63
64200313 | IMPELLER R3600SB R2909SB | 265.29
64200316 | FAN MOTOR | 142.48
64200317 | FAN MOTOR | 130.2
64200325 | GASKET | 5.5
64200353 | PRESSURE RELIEF VALVE 3 BAR | 77.9
64200355 | SAFETY VALVE 1.1/4 in TUV 3 BAR | 113.48
64200366 | GASKET L:1187-2.62 | 40.58
64200367 | GASKET D:1922-2.62 | 129.92
64200373 | GASKET D:603-2.62 | 34.33
64200374 | GASKET L:1023-2.62 | 70.74
64200385 | GASKET D:983-2.62 | 38.75
64200388 | GASKET D:1299-2.62 | 31.71
64200389 | GASKET D:2099-2.62 | 113.43
64200436 | GASKET L:5m | 81.85
64200499 | GASKET | 107.65
64200500 | INSULATION HEAT EXCH. (bottom) | 36.31
64200501 | INSULATION (EXCHANGER DOOR) | 49.7
64200564 | INTERFACE DE COM. COCO 2 | 131.51
64200565 | TRANSFORMER | 30.95
64200596 | GASKET | 32.88
64200600 | GLUE A1312 | 151.36
64200713 | ELETTRODO ECOMAX ACC/IONIZ. | 96.67
64200777 | ELECTRODE IGNITION + GASKET | 28.31
64200778 | IONIZATION ELECTRODE+GASKET | 18.37
64200788 | MODULE BM8 | 919.36
64200815 | PANEL (INSULATION - FRONT) L:5m 50X5mm | 150.16
64200817 | PANEL (INSULATION - FRONT) 751X152X10mm | 64.71
64200853 | CONNECTION (1/8 M - STRAIGHT) | 10.4
64200855 | CONNECTION 1/8 8mm | 12.21
64200866 | CABLE ELECTRODE GASKET | 87.75
64200885 | INTERFACE PC-KM+CAVO | 913.54
64200927 | HEAT EXCHANGER | 4358.1
64200928 | EXCHANGER | 2322.45
64200953-01 | AUTO AIR VENT | 85.71
64200984 | GASKET | 10.16
64200986 | GASKET | 16.42
64200989 | GASKET | 11.32
64200993 | GASKET (IONIZATION ELECTRODE) | 3.48
64200995 | GASKET 131X84X3 NEOPR. 2 INLAYS | 12.95
64200996 | GASKET 25X3mm L:1000MM | 28.83
64200998 | GASKET 115X77X3 NEOPR. | 13.89
64201077 | FAN GASKET (KIT) | 37.46
64201239 | SAFETY VALVE 1.1/2 in TUV 3 BAR | 319.49
64201242 | PRESSURE SWITCH HUBA 625.9978 (MIN) | 249.5
64201248 | SERVICE SET BURNER R2806 | 4482.21
64201261 | HEAT EXCHANGER | 4511.64
64201271 | HEAT EXCHANGER | 6755.13
64201300 | CABLE (IONIZATION ELECTRODE) | 161.06
64201302 | SWELL LATCH | 26.56
64201310 | SPACER | 222.15
64201311 | HEAT EXCHANGER (100/115KW) | 3212.38
64201314 | "CONNECTION 28MMx1"" INS GALVANISED" | 22.94
64201315 | O-RING 110.72X3.53 | 5.92
64201318 | DOOR ASSY | 776.19
64201321 | RELAY 40.51.9.024.0000 24V/DC FINDER | 64.81
64201332 | TRAP | 148.55
64201334 | VENTURI/FAN GASKET | 4.47
64201335 | DOOR ASSY | 582.9
64201336 | DOOR ASSY | 909.72
64201337 | DOOR ASSY | 554.69
64201338 | IGNITION ELECTRODE + GASKET | 55.69
64201339 | IONIZATION ELECTRODE + GASKET | 41.88
64201346 | GASKET (25X3 NEOPRENE) | 63.48
64201348 | KIT (BURNER DOOR SEALING) | 32.98
64201387 | ELECTRODE CABLE & TRANSFORMER | 107.37
64201388 | WIRE ASSEMBLY | 58.74
64201389 | GASKET (25X3 NEOPRENE) | 71.51
64201390 | GASKET (25X3 NEOPRENE) | 136.98
64201414 | 2ND EXCHANGER (KIT) | 7239.75
64201428 | SEAL (SILICON TUBE) | 53.9
64201429 | SEAL (SILICON TUBE) | 28.8
64201432 | SEAL (SILICON TUBE) | 76.98
64201438 | GAS GOVERNOR 1/2 in | 195.71
64201443 | GAS VALVE CONV. KIT MBC-1200-VEF 4-5 | 5192.9
64201478 | GASKET (25X3 NEOPRENE) | 123.94
64201484 | CABLE | 244.38
64201487 | ELECTRODE | 79.3
64201515 | SAFETY CABLE | 352.62
64201524 | VENTURI + GASKETS | 240.11
64201531 | GAS VALVE | 389.12
64201532 | GASKET VENTURI/GAS VALVE | 11.38
64201538 | RELAY ALAN BRADLEY 100-K09-KF10 | 124.29
64201540 | CABLE TREE R30 OLD MODEL | 1135.58
64201562 | IONIZATION ELECTRODE | 53.2
64201566 | CONVERSION KIT > LPG | 15.36
64201568 | EXPANSION VESSEL 2L | 339.48
64201572 | VARIATOR OF FREQUENCY | 951.23
64201573 | VARIATOR OF FREQUENCY | 946
64201575 | PROGRAMMER DANFO FOR FREQUENTIE CONTROL | 144.72
64201585 | FAN GASKET | 16.6
64201586 | FAN GASKET | 14.91
64201608 | CLIP-IN AGU2.551A109 (0-10V) | 194.55
64201617 | CONVERTER OCI345.06/101 BSB-LPB BUS | 227.09
64201620 | CABLE L:400mm (/AVS75.390) | 28.53
64201621 | CABLE (AVS37.394-AGU2.551) | 90.7
64201632 | GASKET D:150mm | 67.45
64201633 | GASKET D:200mm | 39.78
64201634 | GASKET D:250mm | 40.39
64201641 | TRANSFORMER | 155.02
64201642 | CABLE (IGNITION ELECTRODE) | 38.36
64201643 | CABLE (IONIZATION ELECTRODE) | 45.55
64201645 | PROBE T░ NTC | 57.65
64201646 | USB STICK AGU2.560A109 / LMS | 242.95
64201649 | WIRE ASSEMBLY HIGHT VOLTAGE | 639.87
64201650 | WIRE ASSEMBLY LOW VOLTAGE | 347.25
64201653 | FRONT PANEL | 146.08
64201654 | INSULATION (FRONT PANEL) | 40.7
64201656 | TEMPERATURE PROBE + CLIP | 20.25
64201657 | CABLE (IONIZATION ELECTRODE) | 33.4
64201658 | CABLE (IGNITION ELECTRODE) | 37.44
64201669 | GASKET INSPECTION WINDOW | 43.88
64201670 | TRANSFORMER | 187.76
64201674 | GASKET KIT BURNER/HE WATER SIDE R500CH | 316.27
64201684 | GASKET KIT D30-11/4Z | 72.64
64201687 | RECUPERATOR OF CONDEN. | 196.93
64201688 | RECUPERATOR OF CONDEN. | 176.89
64201689 | TRAP | 55.94
64201690 | DISCHARGE PIPE (CONDENSATE) | 73.54
64201695 | FLUE DUCT FIRST SECTION D:110 L:640mm | 109.09
64201696 | FLUE DUCT FIRST SECTION D:110 L:700mm | 122.72
64201697 | FLUE DUCT FIRST SECTION D:110-125mm | 110.56
64201698 | FLUE DUCT FIRST SECTION D:125 L:780mm | 142.13
64201699 | AIR ADAPTATER DN100 | 70.5
64201700 | FLUEGAS VERTICAL ADAPTATER D:100mm | 88.8
64201703 | MONOTUBE TH L 65 | 262.9
64201706 | MONOTUBE TH L120 | 339.67
64201707 | MONOTUBE TH L145 | 273.49
64201709 | HEADER RETURN 100-->145 | 201.85
64201715 | PIPE (C.H. RETURN) G1Z-D25 TH L 50-->85 | 275.15
64201716 | PIPE (C.H. RETURN) G11/4Z-D30 100-->145 | 291.45
64201719 | GASKET BLACK D:150-110 (qt:2) | 65.79
64201720 | GASKET BLACK D:180-130 (qt:2) DN125 | 58.12
64201721 | GASKET L:3.5m | 41.32
64201726 | CABLE (/AVS37.394) | 66.1
64201730 | CONVERSION KIT INSPECTION WINDOW | 72.08
64201731 | CLIP | 68.33
64201732 | GAS VALVE | 195.89
64201733 | GAS VALVE | 273.67
64201734 | FAN ASSY 65Kw | 447.09
64201735 | FAN ASSY RG148/1200/3633 EBM 85-100KW | 764.36
64201736 | FAN ASSY NRG137/2400-3633 THIS L120 | 762.13
64201737 | FAN ASSY RG175/2000-3633 EBM THIS L145 | 1144.35
64201740 | TURBINE D110X17-D50 50-65kW | 103.74
64201741 | TURBINE D110X21-D58 85-120kW | 103.43
64201742 | TURBINE D110X21-D58 145kw | 128.21
64201743 | BLUE CONTROL PANEL | 62.83
64201744 | GASKET (/Burner) | 71.68
64201745 | GASKET (/Burner) | 71.62
64201746 | GAS PIPE R3/4Z MU G3/4Z TH L 65 | 255.53
64201750 | GAS PIPE R1Z-MU G1Z TH L145 | 252.5
64201751 | BURNER D112X102 D160-TK140 50-65kW | 464.06
64201752 | BURNER D112X130 D160-TK140 85kW | 542.93
64201754 | BURNER 120Kw | 698.07
64201755 | BURNER D142X198 D200-TK180 145kW | 860.03
64201756 | GASKET D:100mm | 55.95
64201757 | GASKET D:110mm | 58.72
64201758 | GASKET D:125mm | 58.98
64201759 | GASKET D:130mm | 57.74
64201760 | GASKET D:150mm | 65.24
64201761 | PRESSURE GAUGE 1/4 0-8 Bars | 72.3
64201762 | PIPE (C.H. FLOW) G1Z-D25 TH L 50-->85kW | 170.88
64201763 | PIPE (CH.FLOW) G11/4Z-D30 TH L100-->145K | 254
64201767 | FRONT PANEL 590X950 100-145kW ELCO | 709.61
64201768 | COVER FRONT | 73.61
64201769 | GASKET D:45-22-9.5 | 63.37
64201770 | PIPE OUTLET SEALS D:50-28-9.5 | 67.44
64201771 | SPACER+GASKET 50-->85Kw | 132.98
64201773 | SPACER+GASKET 145Kw | 140.78
64201774 | BLACK GASKET D:168-126-2 | 27.77
64201775 | GASKET (/Heat exchanger) | 25.42
64201776 | GASKET D:125 | 9.83
64201777 | GASKET D:80 | 27.33
64201792 | FUSES (2 PCS) T6.3A H 250V FOR LMS | 15.78
64201796 | GASKET D:327.5 | 18.07
64201797 | GASKET D:432.5 | 30.34
64201798 | GASKET | 13.57
64201819 | HEAT EXCHANGER TUBE R18-210 | 472.8
64201826 | SYPHON CONVERSION KIT | 185.55
64201836 | TRAP | 38.54
64201845 | KIT GASKET BURNER/HE WATER SIDE | 523.39
64201846 | WALL MOUNT BRACKET TH-L | 117.54
64201849 | GASKET (10 PCS) | 38.15
64201850 | ET RELAY 40.52.8.230.5000 230V | 64.22
64201851-01 | HEAT EXCHANGER 50-65Kw | 3689.67
64201852-01 | HEAT EXCHANGER 85Kw | 4183.35
64201853-01 | HEAT EXCHANGER 100Kw | 3401.43
64201854-01 | HEAT EXCHANGER 120Kw | 4645.22
64201855-01 | HEAT EXCHANGER 145kw | 5682.36
64201857 | ELECTRODE IGNITION CABLE | 63.97
64201858 | IONIZATION ELECTRODE CABLE | 68.77
64201865 | PRESSURE SENSOR | 146.69
64201874 | CABLE KIT THL65-145 | 148.27
64201875 | CABLE LMU HMI 600 AGU | 26.43
64201880 | FAN RG128/1300 TH-L50 | 890.5
64201884 | ELECTRODE IGNITION CABLE | 40.61
64201886 | SUPPORT IGNITION ELECTRODE | 15.92
64201887 | SUPPORT IONIZATION ELECTRODE | 28.56
64201894 | KIT GASKET WATERSIDE R601/2/3 TOP | 359.16
64201895 | KIT GASKET WATERSIDE R601/2/3 BOTTOM | 299.84
64201896 | KIT GASKET WATERSIDE R604/5/6/7 TOP | 375.24
64201897 | T░ SENSOR BURNERDOOR 100░C THL | 67.17
64201898 | KIT GASKET WATERIDE R604/5/6/7 BOTTOM | 302.66
64201899 | GASKET D:82 | 16.96
64201911 | FLANGE+BOLTS+O-RING THISION L | 39.1
64201912 | TRANSFORMER ZAG2 10Va | 37.59
64201916 | SHEET GASKET D: 30-22-2 | 9.09
64201920 | GASKET FOR IGNITION ELECTRODE THL (5PCS) | 10.14
64201921 | GASKET FOR IONISATION ELECTRODE THL 5PCS | 10.14
64201955 | ISULATION TAPE BURNER THISION L | 28.77
64201956 | GASKET FLUEGAS PIPE/COND. TRAY R603-R604 | 61.5
64201957 | KIT GASKET | 218.1
64201958 | KIT GASKET | 288.45
64201959 | KIT GASKET | 267.72
64201960 | KIT GASKET | 285.66
64201961 | KIT GASKET | 238.28
64201962 | KIT GASKET | 334.48
64201963 | KIT GASKET | 346.64
64201971 | FLUE DUCT FIRST SECTION | 729.57
64201972 | FLUE DUCT FIRST SECTION | 1174.09
64201973 | FLUE DUCT FIRST SECTION | 1250.53
64201974 | GASKET FLUEGAS PIPE/COND. TRAY R601-R602 | 61.59
64201975 | GASKET FLUEGAS PIPE/COND. TRAY R605-R607 | 56.8
64201983 | FLUE DUCT FIRST SECTION+GASKET D:150mm | 249.93
64201984 | FLUE DUCT FIRST SECTION+GASKET D:200mm | 151.94
64201985 | FLUE DUCT FIRST SECTION+GASKET D:250mm | 223.94
64201990 | GAS VALVE CABLE | 22.43
64202019 | O-RING D:180-3.5 | 11.8
64202029 | GASKET BURNER WATER SIDE R300-R500 | 27.97
64202031 | GASKET IP 604-607 | 16.9
64202080 | "SUPPORT 1.1/4 - 2""" | 12.81
64202105 | PLUG 1/4 in | 14.1
64202106 | PLUG 1/2 in | 13
64202133 | CLIP-IN AGU2.550A109 | 311.82
64202142 | HOOK BOX HMI | 15.9
64202146 | PRESSURE SWITCH | 24.34
64202152 | PROBE QAZ36.526/109 L:6 M | 35.56
64202153 | PROBE QAD36.201 | 52.77
64202162 | ELECTRICAL COVER BOX TRIGON S | 29.98
64202180 | DISCHARGE PIPE (CONDENSATE) | 12.45
64202183 | VENTURI 115KW | 141.94
64202184 | FAN ASSY 115Kw | 553.87
64202189 | DISCHARGE PIPE (CONDENSATE) | 51.47
64202190 | CABLE (GAS VALVE) | 36.28
64202191 | O-RING 70X3 | 11.97
64202192 | TEMPERATURE PROBE + CLIP | 33.6
64202222 | GASKETS SET THISION L 100-145 | 65.27
64202226 | CONDUCTOR COMPLETE SET SLIDING DOOR R30 | 92.55
64202259 | MANOMETER ID40P R30 | 18.19
64202261 | IGNITION ELECTRODE + GASKET | 44.07
64202262 | IONIZATION ELECTRODE+GASKET | 33.79
64202263 | IGNITION ELECTRODE + GASKET R300/R500 | 63.36
64202264 | IGNITION ELECTRODE + GASKET R600/R3XXX | 67.95
64202273 | IONIZATION ELECTRODE GENUS HP 45-65 | 54.51
64202276 | SEALANT, ADHESIVE 25X3X20,000 MM NEOPR. | 208.1
64202285 | FAN ASSY | 280.07
64202302 | IGNITION ELECTR. CONV. KIT THL 65-145 | 113.55
64202308 | TAP 1 785162 | 99.46
64202322 | PRESSURE RELIEF VALVE 1/2X3/4 ISPESL 4.5 | 47.25
64202438 | TRANSFORMER 220V / KM628 | 151.63
64202456 | CONTROLLER LMS 14 3. 8 R5. 5 THL-65 | 490.04
64202457 | CONTROLLER LMS 14 3. 8 R5. 5 THL-85 | 453.1
64202458 | CONTROLLER LMS 14 3. 8 R5. 5 THL-100 | 665.67
64202459 | CONTROLLER LMS 14 3. 8 R5. 5 THL-120 | 665.67
64202460 | CONTROLLER LMS 14 3. 8 R5. 5 THL-145 | 665.67
64202461 | CONTROLLER LMS 14 3. 8 R5. 5 BASE | 618.22
64202465 | SCREW M 8-55 inox (Qt:8) PRESSBOLT | 3.12
64202467 | BURNER/1ST HEAT EXCHANGER CH R601 | 5450.36
64202468 | BURNER/1ST HEAT EXCHANGER CH R602 | 4689.69
64202469 | BURNER/1ST HEAT EXCHANGER CH R603 | 4709.24
64202470 | BURNER/1ST HEAT EXCHANGER CH R604 | 6343.19
64202471 | BURNER/1ST HEAT EXCHANGER CH R605 | 7825.92
64202472 | BURNER/1ST HEAT EXCHANGER CH R606 | 6913.01
64202473 | BURNER/1ST HEAT EXCHANGER CH R607 | 8276.76
64202499 | "FLEXIBLE TUBE 1""1/4 173mm" | 161.46
64202515 | PUMP (32/1-12 PN6/10) | 1639.96
64202517 | PUMP GRUNDFOS UPM3 25-70/180 TRL65 | 335.9
64202518-01 | PUMP GRUNDFOS UPML 25-105/180 TRL85-120 | 611.33
64202521 | CABLE SAFETY THERMOSTAT GHP 65-120 TRL | 35.1
64202526 | FLUE GAS KIT EXHAUST VALVE | 272.29
64202530 | PUMP WILO YONOS PARA 30/7,5 PWM | 466.76
64202570 | COUVERCLE MODULE HMI AVS37.394/167 | 37.9
64202575 | ADAPTER FOR PRESS.SENSOR | 22.85
64202576 | T░ SENSOR BURNERDOOR 318░C | 15.99
64202580 | GASKET (FAN) | 8.84
64202581 | GASKET (FLANGE) | 6.64
64202582 | GASKET (FLANGE-GAS) | 6.84
64202583 | GASKET (PIPES CONNECTION) | 6.92
64202584 | PIPE (C.H. RETURN) | 45.28
64202587 | COLLECTOR (RETURN) | 84.97
64202589 | PIPE (COLLECTOR CONNECTION) | 52.99
64202591 | GASKET (/Burner) | 6.99
64202592 | FAN EBM NRG137/2400-3633 | 457.98
64202593 | GAS VALVE | 175.07
64202594 | MIXER, 100KW D31MM | 86.36
64202596 | GAS PIPE TH L 120-140 | 94.95
64202597 | FAN ASSY 140KW | 607.89
64202598 | MIXER, 150KW | 106.85
64202599 | WIRING (COMPLETE) 60-->80KW | 110.48
64202601 | FLUE DUCT FIRST SECTION D:110 L:700mm | 24.89
64202608 | PIPE (COLLECTOR CONNECTION) | 116.94
64202609 | PIPE (C.H. RETURN) | 45.35
64202610 | COLLECTOR (RETURN) | 65.41
64202612 | GASKET (FAN) | 7.37
64202625 | WIRING (COMPLETE) 100-->140KW | 181.59
64202626 | WIRING (SENSORS) 100-->140KW | 174.59
64202630 | O-RING 29,51 X 5,33 | 9.83
64202634 | BURNER | 481.72
64202636 | ELECTRODE (DETECTION-COMPLETE) | 31.11
64202637 | ELECTRODE (IGNITION-COMPLETE) | 34.07
64202639 | WIRING (SENSORS) 60-->80KW | 174.08
64202640-01 | PRINTED CIRCUIT BOARD LMS14 R6.3 60KW | 327.98
64202641-01 | PRINTED CIRCUIT BOARD LMS14 R6.3 70KW | 284.16
64202642-01 | PRINTED CIRCUIT BOARD LMS14 R6.3 80KW | 730.02
64202643-01 | PRINTED CIRCUIT BOARD LMS14 R6.3 100KW | 730.02
64202644-01 | PRINTED CIRCUIT BOARD LMS14 R6.3 120KW | 730.02
64202645-01 | PRINTED CIRCUIT BOARD LMS14 R6.3 140KW | 346.82
64202649 | FRONT PANEL 60-80KW | 272.68
64202651 | PIPE (SILICONE-4X7MM) | 6.15
64202652 | GASKET (FAN) | 15.74
64202653 | GASKET (BURNER HOOD) | 10.9
64202654 | HINGE | 8.81
64202671 | FAN MVL RG148/1200 | 196.55
64202672 | FAN RG148/1200/3633 EBM 85-100KW | 428.38
64202674 | BURNER D142X122 D200-TK180 100kW | 658.16
64202675 | GASKET (FAN) | 661.1
64202677 | BAFFLE (COMPLETE) | 68.11
64202683 | MIXER VMU185A1009 | 310.5
64202697 | FOOT (M16X150) | 17
64202698 | PANEL (FRONT-GREY) | 337.03
64202703 | SEEGER RING D472-J/30 | 2.57
64202704 | SUPPORT VIEWING GLASS BLOCK | 88.7
64202705 | GASKET (ELECTRODE-VIEWING GLASS BLOCK) | 13.02
64202706 | KIT (SPY GLASS) | 21.55
64202707 | SUPPORT ELECTRODE BLOCK | 166.5
64202708 | ELECTRODE (IONISATION) | 41.92
64202716 | KIT (GRAPHITE GASKET BOTTOM SMALL+OR) | 183.26
64202717 | KIT (GRAPHITE GASKET BOTTOM 2 SMALL+OR) | 196.85
64202721 | SEAL FLUE GAS COND TRAY TR-XL 150 | 138
64202724 | GASKET Ï90-Ï557 | 11.64
64202727 | CABLE TREE | 400.33
64202728 | DOUBLE NIPPLE 1/2 in | 10.1
64202755 | CASING (TOP TR-XL 250) | 273.75
64202756 | CASING (L.H.SIDE) | 500.11
64202757 | CASING (R.H.SIDE) | 653.4
64202763 | SEAL FLUE GAS COND TRAY TR-XL 250 | 109.74
64202769 | CASING (TOP TR-XL 300) | 255.23
64202770 | CASING (L.H.SIDE) | 673.46
64202772 | CASING (FRONT 300-570KW) | 367.91
64202773-01 | HEAT EXC. BURNER+1ST HE TR-XL300 | 6354.32
64202774 | HEAT EXC. 2ND+3RD HE TR-XL300 | 7282.46
64202782 | SEAL FLUE GAS COND TRAY TR_XL 300 | 73.94
64202785 | SEAL GRAPH Ï92 - Ï72 | 13.28
64202791-01 | GAS VALVE VR434VE5047-0000 | 1325.8
64202800 | SEAL FLUE GAS COND TRAY TR-XL 400 | 161.1
64202805 | SEAL NBR GASTUBE/GASVALVE | 9.6
64202811 | SEAL AIR INLET | 35.2
64202813 | CASING (L.H.SIDE) 500KW | 744.13
64202814 | CASING (R.H.SIDE) 500KW | 744.13
64202826-01 | HEAT EXC. BURNER+1ST HE TR-XL570 | 8428.19
64202831 | KIT (GRAPHITE GASKET BOTTOM 2 LARGE+OR) | 234.36
64202832 | KIT (GRAPHITE GASKET BOTTOM LARGE+OR) | 240.02
64202922 | SIPHON (COMPLETE) | 101.15
64202924 | BACK PANEL (COMPLETE) | 211.86
64202927 | BACK PANEL (COMPLETE) | 225.6
64202933 | FRAME 500 | 1410.6
64202935 | CONTROL PANEL | 98.5
64202937 | PLATE LMS COVER TR-XL | 43.57
64202951 | KIT (GRAPHITE GASKET TOP 2 SMALL+OR) | 181.53
64202952 | KIT (GRAPHITE GASKET TOP SMALL+OR) | 187.63
64202953 | KIT (GRAPHITE GASKET TOP LARGE+OR) | 219.57
64202954 | KIT (GRAPHITE GASKET TOP 2 LARGE+OR) | 234.62
64202955 | HEAT EXCHANGER 85KW (COMPLETE) | 2783.44
64202956 | HEAT EXCHANGER 100KW (COMPLETE) | 3083.79
64202957 | HEAT EXCHANGER 115 KW (COMPLETE) | 3137.66
64202958 | HEAT EXCHANGER 150KW (COMPLETE) | 3899.43
64202963-01 | GAS VALVE | 784.7
64202964-01 | GAS VALVE | 1495.76
64202965 | CONVERSION KIT > LPG 85 KW | 16.53
64202966 | CONVERSION KIT > LPG 100 KW | 16.13
64202967 | CONVERSION KIT > LPG 115-150 KW | 36.13
64202969 | AIR/GAS SPREADER PLATE | 381.9
64202972 | AIR/GAS SPREADER PLATE | 411.47
64202974 | PRESSURE SWITCH (ADJUSTABLE) 5-40MBAR | 82.91
64202975 | TRANSFORMER | 138.29
64202976 | SET RELAY 8A/250V-230V (5000) | 39.65
64202979 | MIXER AIR/GAZ VMU300A1004 | 159.68
64202992 | RESTRICTION PLATE D=19 | 45.95
64202998 | MOTOR STM30/24 Q15 51/6 NRP + CABLE | 1326.81
64202999 | GASKET (FAN) | 13.69
64203004 | CABLE TREE + PUMP/VALVE CABLE TRL 85-100 | 87.57
64203005 | CABLE TREE + PUMP/VALVE CABLE TRL 120 | 96.96
64203011-01 | P.C.B. LMS 14 6.3 200 KW G20 | 498.85
64203012-01 | P.C.B. LMS 14 6.3 250 KW G20 | 490.04
64203013-01 | P.C.B. LMS 14 6.3 300 KW G20 | 524.72
64203014-01 | P.C.B. LMS 14 6.3 400 KW G20 | 574.11
64203015-01 | P.C.B. LMS 14 6.3 500 KW G20 | 588.22
64203016-01 | P.C.B. LMS 14 6.3 570 KW G20 | 616.67
64203017 | PLUGS AGU2.550-PLUG H-M | 31.31
64203021 | NTC SENSOR 5K 3% B3977 | 70.39
64203078 | THERMOMETER +MANOMETER 1/2 in 6 BAR | 24.98
64203115 | CABLE (FAN POWER SUPPLY) | 22.62
64203116 | WIRING (GAS VALVE+SPARK GENERATOR) | 28.93
64203117 | CABLE (PWM) | 23.54
64203118 | WIRING (PROBES) | 42
64203126 | SET (CONNECTORS) | 27.2
64203129 | PANEL (INSULATION) | 39.28
64203136 | SEAL GRAPH Ï90-Ï557 TR-XL IP | 46.9
64203144-01 | P.C.B. LMS 14 6.3 400 KW G20 IP | 532.9
64203177 | PLUG (CONDENSATE TRAY) | 48.08
64203183 | COND. TRAY STAINLESS STEEL TR-XL 500 | 973.13
64203185 | VALVE FLUE GAS TR-XL 150 + 200 | 602.78
64203187 | VALVE FLUE GAS TR-XL 400 TO 570 | 784.56
64203189 | MONOTUBE 100-140 KW | 239.87
64203190 | PIPE (CH.FLOW) | 123.41
64203194 | MONOTUBE | 110.29
64203201 | SENSOR NTC 10K M8 AISI316L | 28.86
64203222 | MANOMETER 0-16 BAR 1/4" D=50 | 51.16
64203249 | GAS PIPE 150 KW | 90.12
64203250 | GAS PIPE 85 KW | 76.89
64203255 | GAS PIPE 115 KW | 81.08
64203256 | PIPE (C.H. FLOW) 85 KW | 109.41
64203257 | PIPE (C.H. RETURN) 85-100 KW | 57.99
64203258 | PIPE (C.H. FLOW) 100 KW | 99.51
64203259 | PIPE (C.H. RETURN) 115-150 KW | 57.64
64203260 | PIPE (C.H. FLOW) 115-150 KW | 89.2
64203264 | KIT (GASKETS) 200 KW | 182.45
64203265 | KIT (GASKETS) 250 KW | 177.32
64203266 | KIT (GASKETS) 300 KW | 310.34
64203267 | KIT (GASKETS) 400 KW | 343.62
64203268 | KIT (GASKETS) 500 KW | 196.65
64203269 | KIT (GASKETS) 570 KW | 214.3
64203284-01 | MOTOR (FAN)+HALL SENSOR | 1095.46
64203303 | CABLE (IONISATION, PILOT + MAIN BURNER) | 105.39
64203311 | SYPHONE (COMPLETE) | 360.02
64203313 | FREQUENCY INVERTER | 497.35
64203326 | PIPE (WATER RETURN) | 384.66
64203340-01 | MOTOR FAN+HALL SENSOR | 1095.46
64203349 | FREQUENCY INVERTER 1.5 KW TRIGON XXL | 609.3
64203403-01 | MOTOR FAN+HALL SENSOR | 951.28
64203406 | FREQUENCY INVERTER 3.7 KW TRIGON XXL | 988.96
64203478-01 | PCB LMS 14 R6.3 850 KW SE | 352.56
64203488-01 | PCB LMS 14 R6.3 750 KW ECO | 352.56
64203514 | FREQ. INVERT. FILTER 22F-RF6P0-AL TRXXL | 86.46
64203517 | FREQ. INVERT. FILTER 22F-RF012-BL TRXXL | 118.63
64203518 | FUSE DIN NH000GG 600V (10.3 X 38) 15A | 29.58
64203519-01 | MODULE HMI 12 LANGUAGES V7.6 | 271.98
64203520 | FLAME CONTROLLER LFS1.21A2 | 721.8
64203522 | HEAT EXCHANGER T065 | 4596.5
64203523 | HEAT EXCHANGER T085 | 5553.16
64203524 | HEAT EXCHANGER T100 | 6029.05
64203525 | HEAT EXCHANGER T120 | 5865.84
64203641 | ELECTRODE (IGNITION KANTHAL APM 93.2) | 37.95
64203652 | PRESSURE SENSOR | 137.24
64203653 | ADAPTER FOR PRESS.SENSOR | 14.1
64203655 | GASKET EPDM D90 D74 | 8.4
64203692 | SEAL FLUE GAS TR-XL 150 | 48.16
64203693 | SEAL FLUE GAS TR-XL 200 | 44
64203694 | SEAL FLUE GAS TR-XL 250 | 32.8
64203695 | SEAL FLUE GAS TR-XL 300 | 22.38
64203696 | SEAL FLUE GAS TR-XL 400 | 55.78
64203697 | SEAL FLUE GAS TR-XL 500 | 55.1
64203698 | SEAL FLUE GAS TR-XL 570 | 56.11
64203699 | WHEEL | 33.38
64203712-01 | KIT (ANTI-RESONANCE) | 15.81
64203733 | GASKET D:150 mm | 40.81
64203740 | SERVICE KIT CLIXON THISION L 50-85 | 121.8
64203742 | SERVICE KIT HEAT COMPOUND 1 LITER | 399.33
64203759 | GASKET KIT HYDR. TH-L65-85 | 75.04
64203761 | PUMP PARA MAXO 30-180-08-F21-U06 | 494.36
64203762 | PUMP PARA MAXO 30-180-08-F21-U06 | 768.04
64203763 | PUMP PARA 30-180/9-87/IPWM1-9 | 725.66
64203765 | PUMP PARA 25-130/8-75/IPWM1-9 | 338.04
64203766 | PUMP PARA 25-130/8-75/IPWM1-9 | 417.03
64203767 | PUMP PARA 25-130/9-87/IPWM1-12 | 593.74
64203768 | PUMP PARA 25-130/9-87/IPWM1-12 | 631.81
64203769 | CABLE (IGNITION ELECTRODE) | 30.92
64203771 | MODULE HMI AVS37.396/109 | 209.17
64203796 | PUMP STRATOS MAXO 65/0,5-12-R7 | 4872
64203803 | PUMP STRATOS MAXO 32/0,5-12 PN6/10-R7-OE | 2316.1
64210199 | STICK OMNI VISC | 56.27
64210200 | SILICONE CARTRIDGE-1001U | 19.12
64210202 | STICK 1KG | 40.97
64210206-01 | "FLOW SWITCH CALEFFI 1"" 626 series" | 375.17
64210210 | CABLE 3X0.75 mm2 (L:10m) | 48.04
64210409 | CONNECTION ELECTRODE | 23.16
64210410 | ELECTRODES CONNECTION | 30.72
64210708 | SWITCH ON/OFF | 23.36
64210901 | THERMOMETER+PRESSURE GAUGE 20-120C 6BAR | 48.93
64210903 | PRESSURE GAUGE 0-->4 BAR | 49.22
64211101 | TEST POINT 1/8 | 3.67
64211205 | PILOT - ELECTRODE SDT | 212.46
64211221 | RELAY FIN 55.34 0040 4 CONT. | 25.39
64211228 | BLUE TAP (1/2) | 17.54
64211407 | TUBE D:4/6 L:2m | 17.81
64220101 | BURNER WORGAS 90.9.3014 | 47.38
64280013 | GAS VALVE DUNGS MB-VEF 420 B01 S12 | 3618.14
64280014 | GAS VALVE DUNGS MB-VEF 425S12 | 2323.88
64280125 | AIR FILTER 342X200X15 | 19.04
64280310-01 | CXE EXTENSION MODULE | 654.16
64280311 | MOTOR (FAN) KMF63 RLDF | 582.77
64280312 | MOTOR (FAN) | 1734.83
64280314 | MOTOR (FAN) | 1171.28
64280407 | AIR PRESS.SWITCH LGW 3 A4 0,4-3MB | 129.14
64280527 | FLEXIBLE TUBE (TEFLON) D:6/8 L: 3M | 34.64
64280528 | FAN ASSY | 531.38
64300004 | THERMOSTAT IMIT LS1 + CAPILLAR L:3m | 50.64
64300705 | MOTOR SQN41.941A2700 R2000 | 853.84
64350002 | SOLENOID VALVES | 290.52
64401601 | GAS PRESS. SWITCH DG 50 B-3 2,5-50MB | 133.41
64921170 | PROBE KKM8 OU E8 | 44.8
64921172 | PROBE SPFS&KFS | 38.57
64980075 | CONTROL PANEL BASE | 20.05
64980262 | ELECTRODE GASKET | 13.99
64990003 | DOOR CASING THISION S PLUS | 54.28
64990004 | SCREW M5X10 (5 PCS) | 24.8
64990005 | BOLT M 5X16 5X | 11.35
64990006 | BOLT M5X12GR FASE ZSDIN7985 (5X) | 10.64
64990007 | GASKET ION./IGNITION OSS | 18.66
64990008 | GASKET SILENCER-VENTURI | 7.17
64990012 | COVER DE-AEROTOR 3X | 8.32
64990014 | HOSE CLAMP 20-32MM SS | 8.92
64990015 | DISCHARGE PIPE SAFETY VALVE SET | 25.65
64990016 | GASVALVE COVER | 25.22
64990017 | O-RING D. 5X2 FLOWSENSOR (5 PCS) | 14.08
64990018-01 | CO-AXIAL FLUE ADAPTER Ï80/125 | 44.98
64990019 | LID CONCENTRIC CONNECTION PIECE | 13.62
64990020 | GASKET AIRINTAKE Ï80 | 11.59
64990021 | GASKET FLUE GAS PIPE/CONNECT.PP | 11.2
64990022 | GASKET AIR SUPPLY D.=120MM | 12.03
64990023 | GASKET COND.TRAY-AIRBOX | 12.34
64990024 | O-RING D.12,42X1,78 SYPHON (3PCS) | 10.12
64990030 | PIPE RETURN-PUMP FILTER OSS4 | 107.6
64990031 | PIPE 3WV-PUMP EXT. EXP.VESSEL | 74.98
64990035 | FILTER CAP | 46.38
64990036 | O-RING D. 25,07 X 2,62 3W-VALVE | 7.8
64990037 | MANOMETER 1/8 INCH EXT | 26.79
64990039 | FITTING SET CYLINDER COMBI | 30.39
64990040 | AIRBOX GASKET FLOW/RETURN | 16.41
64990041 | SERVICE CAP AIRB.-HEAT EXCH. | 11.28
64990042 | O-RING Ï14.30 X 2.40 GAS PIPE A(3X) | 14.08
64990043 | GAS PIPE OSS1 | 50.19
64990044 | GAS PIPE OSS2-4 | 41.6
64990048 | FLOW/RETURN PIPE OSS4 | 98.62
64990052 | FILL/DRAIN VALVE 1/2 INCH | 43.67
64990053 | GASKET D.=5,5MM EPDM 3M | 18.41
64990054 | IGNITER TRANSFORMER | 47.91
64990060 | CONNECTOR 2-POLE WHITE | 28.81
64990061 | CONNECTOR 2-POLE BLACK | 8.93
64990062 | CONN. 3-POLE GREEN EXT.PUMP | 30.71
64990063 | CONNECTOR 3-POLE GREY | 13.15
64990066 | CONNECTOR 3-POLE ORANGE | 27.2
64990068 | CABLE LOOM 3WAY VALVE | 16.39
64990069 | CONTROL DISPLAY AVS37 THISION S PLUS | 131.62
64990070 | CABLE LOOM AVS37-LMS | 8.83
64990071 | CASING HMI | 28.92
64990072 | CLIP TOWER BOTTOM | 5.66
64990073 | SWITCH 230V | 17.12
64990074 | MOTOR 3-WV VC4013 230V | 80.54
64990075 | NTC SENSOR T2/T3 10K | 34.77
64990076 | NTC FLOW 10K | 36.67
64990077 | IGNITER CABLES | 36.29
64990078 | FAN MOTOR NRG118 230V OSS1/2 | 310.91
64990079 | FAN MOTOR 230V OSS4 | 333.28
64990080 | GAS VALVE 230V | 170.15
64990081 | NTC FLUE GAS 10K | 40.89
64990083 | CONTROL TOWER CPL. | 118.05
64990085 | CYLINDER 14 LITRE 35KW | 538.38
64990092 | THERM. MIX VALVE D.=15MM COMPR. | 56.55
64990094 | TY-RAP CYLINDER/EXP.VESSEL | 14.47
64990109 | PUMP GASKET (2 PCS) | 10.72
64990112 | EXPANSION VESSEL 12L 1BAR | 122.31
64990113 | PIPE CYL.-3WV SOLO | 56.63
64990126 | HINGE KIT DOOR CASING | 27.23
64990127 | PLUG 1/4 INCH | 16.59
64990128 | SCREW M5 X 8 CK-PD DIN7500 C (3 PCS) | 13.42
64990129 | BOLT M5 X 12 IMBUS (3X) | 16.38
64990131 | ADAPTER FITTING 3/4 INCH EXT X 22 COMPR. | 34.87
64990133 | T-PIECE 35X1/2 INCH INT. X 1/4 INCH EXT. | 72.39
64990137 | CROSS COMPR.FITTING 15MM | 33.16
64990161 | TUBE SILICON L=850MM | 11.42
64990166 | PLUG MEASUREMENT POINT (2 PCS) | 20.33
64990168 | GASKET 15X11X2,0 (5 PCS) | 10.82
64990187 | GASKET FITTING 3/4 INCH-GAS VALVE SHR | 8.46
64990194 | O-RING D. 18.64X3.53 PWT (4 PCS) | 13.89
64990197 | CARTRIDGE 3-WAY VALVE | 49.32
64990198 | ACTUATOR 3-WV 230V + CLIP IC | 91.21
64990199 | FLOWSENSOR | 38.88
64990206 | O-RING D. 21,89X2,62 EPDM (2X) | 14.58
64990208 | NTC 10K SENSOR DOMESTIC HOTWATER | 22.78
64990227 | FUSE T3,15A H 250V (3X) | 9.51
64990235 | COMPLETE COVER L ECO | 368.35
64990236 | GASKET AIRBOX | 31.84
64990237 | GASKET AIR SUPPLY D.=100MM | 13.15
64990238 | COVER AIR INTAKE D.=150/100MM | 10.01
64990239 | GASKET FLUEGAS D.=100MM (3 PCS) | 18.5
64990240 | GASKET AIRINTAKE D.=150MM (3 PCS) | 15.84
64990241 | CONC. CONNECTION PIECE D.=100/150MM | 40.7
64990242 | PLUGS FLUE SENSOR D.100/150(2 PCS) | 11.33
64990243 | COVER AIR INTAKE D:100 | 12.29
64990244 | GASKET AIR INTAKE D.=100MM | 10.02
64990250 | TOP PART H.EXCH.OSS4 | 94.77
64990251 | TOP PART H.EXCH.OSS2 | 51.98
64990253 | GASKET FAN/TOP PART OSS4 | 30.71
64990255 | NON RETURN VALVE OSS | 52.57
64990257 | GASK.HEAT EXCH./TOP PART OSS2 | 14.77
64990259 | GASKET FLUEGAS D.=80MM (3 PCS) | 13.07
64990260 | CONDENSATE TRAY OSS2 | 99.46
64990261 | CONDENSATE TRAY OSS4 | 108.46
64990263 | GASKET FLUEGAS D.=110MM (4 PCS) | 16.89
64990264 | SLIDING PIECE FLUE GAS D.=110MM | 32.45
64990265 | T-PIECE FLUE GAS BOTTOM D.=110/80MM | 52.82
64990266 | T-PIECE FLUE GAS TOP D.=110/80MM | 39.57
64990267 | GASPIPE LONG | 51.18
64990269 | GASPIPE SHORT | 44
64990273 | GASKET FEED THROUGH GAS PIPE | 13.34
64990276 | HOSE CONDENSATE DRAIN + FITTINGS | 23.88
64990277 | SIPHON INTERNEL PIPE | 26.53
64990278 | SYPHON EXTERNAL CPL. | 60.72
64990279 | GASKET SIFON/COVER | 11.7
64990282 | O-RING D. 4.76X1.78 LOCK.HE SHR (3X) | 9.68
64990283 | FLOW PIPE 105/110/116/140 | 195.09
64990284 | FLOW PIPE 70 MONO | 205.83
64990285 | BOLT M 6X20 STAINLESS STEEL IMBUS BP4.2 | 13.63
64990286 | GASKET FEED THROUGH RETURN PIPE | 9.35
64990287 | RETURN PIPE 105/110/140 DUO | 90.51
64990288 | RETURN PIPE 70 MONO | 102.53
64990289 | CABLE HARNESS | 146.19
64990290 | CONTROL UNIT BIC | 254.5
64990290-01 | CONTROL UNIT BIC REV10 | 417.76
64990291 | HMI COMPLETE DISPLAY | 194.86
64990293 | FLAT CABLE BIC-MMI | 10.91
64990294 | IGNITION TRANSFORMER | 41.52
64990295 | IGNITION CABLE SET | 70.99
64990297 | FAN 230V-OSS4 | 333.35
64990299 | PUMP UPM 25-85 ERP A-LABEL | 369.31
64990312 | PIPE (PUMP-EXPANS. VESSEL) | 38.82
64990389 | TACO-ST.5,0-15L/MIN 1IN.-1IN. ZLC | 99.1
64990400 | MOTOR 3-WV VC6012 | 47.5
64990401 | CABLE (PWM) | 14
64990417 | PIPE COLD WATER LENGTH D.15MMM 67.3MM WX | 14.6
64990420 | VALVE DE SECURITE BALLON WX | 100.53
64990446 | MAINTENANCE SET OSS 2+ELECTRODE | 110.28
64990447 | MAINTENANCE SET OSS 4+ELECTRODE | 114.72
64990448 | INJECTOR 4,15 MM PROPANE | 31.77
64990449 | INJECTOR 5,20 MM PROPANE | 26.85
64990451 | CONTROLLER LMS 6.1 RECTIFIER BASIS | 439.95
64990455-01 | CONTROLLER LMS 6.1 E RECTIF. THSP 34 | 438.82
64990457-01 | CONTROLLER LMS 6.1 E RECTIF. THSP 46 | 269.09
64990458-01 | CONTROLLER LMS 6.1 E RECTIF. THSP 54 | 703.74
64990470 | CABLE RECTIFIER LMS | 31.68
64990472 | HEAT EXCHANGER OSS2 1,2 MM | 981.15
64990473 | HEAT EXCHANGER OSS4 1,2MM | 1050.77
64990474 | KEY SET | 65.17
64990475 | O-RING 18,00X2,0 SET 4 PCS | 13.04
64990478 | MAINTENANCE KIT THS L ECO_R40-70 | 101.09
64990479 | MAINTENANCE KIT THS L ECO_R40-100 | 154.83
64990480 | MAINTENANCE KIT THS L ECO_R40-120 | 156.26
64990481 | WATERPRESS SENSOR 5V RATIO | 46.52
64990518 | CONDENSATE DRAIN SET | 37.83
64990520 | THREE-WAY VALVE MOTOR VC6940-10 | 184.55
64990536 | PRESSURE SWITCH | 22.92
64990538 | CLIP QUICK CONNECT GASVALVE WMB | 19.5
64990550 | HOSE CONDENSATE DRAIN D23 BLACK 2M | 31.06
64990567 | CABLE LOOM SET THS S PLUS OSS1-2 + OSS4 | 264.67
64990570-01 | HEAT EXCHANGER COMPLETE ICONXL-1 | 1366.48
64990571-01 | HEAT EXCHANGER COMPLETE ICONXL-2 | 1349.84
64990576 | GASKET FAN/TOP PART H.EX. ICONXL | 44.64
64990577 | FLUE GAS NON RETURN VALVE ICONXL | 31.14
64990578-01 | TOP PART H.EXCH. ICONXL-1 | 131.08
64990579-01 | TOP PART H.EXCH. ICONXL-2 | 138.86
64990580 | FAN ICONXL-1 | 255.93
64990581 | FAN ICONXL-2 | 427.9
64990583 | O-RING D.=63.00X3.00MM NBR (2 PCS) | 16.72
64990585 | FITTING SET GAS VALVE ICON XL | 46.5
64990586 | O-RING D.=20.30X2.62MM NBR (6 PCS) | 17.52
64990588 | VENTURI SET 31,5MM ICONXL-1 | 91.05
64990589 | VENTURI SET 35,0MM ICONXL-2 | 102.02
64990590 | O-RING D.=32.50X2.00MM NBR (2 PCS) | 14.88
64990591-01 | BURNER iCONXL-1 | 145.63
64990592-01 | BURNER iCONXL-2 | 167.38
64990595 | IGNITION ELECTRODE+GASKET ICON XL | 72.18
64990596 | IONISATION ELECTRODE+GASKET ICON XL | 64.81
64990597 | SIGHT GLASS+GASKET ICON XL | 34.36
64990598 | GASKET SIGHT GLASS ICON XL | 15.56
64990599 | O-RING D.=10.77X2.62MM IGN.ICON XL (2 P) | 16.82
64990600 | O-RING D.=12.37X2.62MM ION.ICON XL (2 P) | 16.92
64990610 | GASKET GASVALVE ICONXL | 17.07
64990611 | O-RING D.=28.25X2.62MM NBR | 17.55
64990612 | TUBE GAS MAIN WHBC STD | 76.6
64990613 | TUBE GAS MAIN WHBC CPT | 80.06
64990614 | TUBE GAS MAIN FSBC STD | 75.9
64990616 | GASKET GAS 5/4 IN (2X) | 9.29
64990619 | FLUE BEND D.=110MM STD | 43.2
64990620 | FLUE SILENCER SE | 122.42
64990621 | FLUE SILENCER DE | 112.73
64990622 | FLUE BEND UNDER HEX | 35.28
64990623 | GASKET FLUE BEND-SILENCER | 29.43
64990624 | CONDENSATE DRAIN PIPE FLEX L=985MM | 29.28
64990625 | O-RING D.=40.87X3.53MM EPDM | 20.06
64990626 | SIPHON CUP ECONOMISER | 30.69
64990627 | PRESSURE SWITCH 604 WITH CLIP | 75.68
64990632 | ADAPTER D.=100/100MM | 53.14
64990634 | TOP PANEL DE STANDARD | 105.73
64990638 | MAIN SWITCH 230V | 22.1
64990639 | FRONT PANEL SE ELCO | 197.47
64990640 | FRONT PANEL DE | 215.78
64990641 | FRONT PANEL SE | 238.65
64990642 | FRONT PANEL DE | 261.63
64990644 | MOUNTING STRIP SE 1 BOILER | 36.9
64990645 | MOUNTING STRIP DE 1 BOILER | 26.24
64990651 | LOCK FRONT PANEL | 27.75
64990652 | O-RING D.=36.09X3.53MM EPDM (4 PCS) | 32.07
64990653 | MANUAL AIR VENT G1/4IN.+GASKET | 22.05
64990654 | DE-AERATOR ICON XL | 42.41
64990655 | WATER LOCK 3/8 INCH FOR BREATHER | 21.36
64990656 | FLOW PIPE HEX LEFT | 109.77
64990658 | O-RING D.=34.29X5.33MM EPDM (5 PCS) | 40.07
64990659-01 | PUMP WILO FOR 25-130/8-75/IPWM1-12 | 216.29
64990660 | RETURN PIPE HEX LEFT | 67.26
64990661 | RETURN PIPE HEX RIGHT | 78.62
64990663 | HYDROBLOC FLOW | 70.32
64990664 | HYDROBLOC RETURN | 73.47
64990665 | O-RING D.=85.32X3.53MM EPDM (2 PCS) | 22.3
64990666 | HYDROBLOC FLANGE | 51.1
64990667 | O-RING D.=43.82X5.33MM EPDM (2 PCS) | 22.5
64990668 | PIPE FLOW/RETURN WHBC STD | 115.23
64990669 | PIPE FLOW/RETURN WHBC CPT | 114.14
64990670 | PIPE FLOW/RETURN FSBC STD | 105.4
64990671 | PIPE FLOW/RETURN FSBC CPT | 111.12
64990672 | BOLT M6X10 CK-PZ (4 PCS) | 27.3
64990673 | BLIND PLUG HYDROBLOC | 40.64
64990674 | CONNECTION PUMP-HEX | 85.01
64990675 | NON-RETURN VALVE OV32HT | 46.57
64990676 | COUPLING NUT 1,5 INCH IN BRASS | 36.66
64990677 | GASKET 2 IN. (2 PCS) | 18.56
64990679-03 | CONTROL UNIT SLAVE FS/WHBC | 107.87
64990680-02 | HMI ELCO FS/WHBC SE | 137.95
64990681-02 | HMI ELCO FS/WHBC DE | 138.98
64990682-02 | HMI ATAG FS/WHBC | 203.6
64990686 | CABLE HMI FS/WHBC | 21.6
64990687 | COMM.CABLE MSTR-SLAVE FS/WHBC | 20.71
64990696 | CONNECTOR 3615-03 P1B2BK2DV1/2 | 27.6
64990703 | IGNITION FUSE | 32.98
64990704-01 | WHEEL FSBC (4 PCS) | 42.73
64990705-01 | MAINTENANCE SET FS/WHBC 60-70KW+ELECTR. | 202.36
64990706-01 | MAINTENANCE SET FS/WHBC 100KW+ELECTR. | 229.93
64990707-01 | MAINTENANCE SET FS/WHBC 120-140KW+ELECT. | 362.61
64990708-01 | MAINTENANCE SET FS/WHBC 170KW+ELECTR. | 326.19
64990709-01 | MAINTENANCE SET FS/WHBC 200KW+ELECTR. | 353.66
64990710 | EARTH CABLE OSS INCL. SCREW | 7.14
64990711 | CONTROL UNIT MAD Q23BC | 579.63
64990713-01 | PUMP WILO FOR 25-130/9-87/IPWM | 272.45
64990716-01 | CONTROL UNIT FS/WHBC 70/75 | 359.6
64990717-01 | CONTROL UNIT FS/WHBC 100/105 | 359.6
64990723 | WIRING SET MAD Q23BC | 138.91
64990724 | CONTROLL UNIT MAD Q233BVVC | 1093.21
64990725 | WIRING SET MAD Q233BVVC | 162.99
64990754 | PUMP UPM3 W3 15-75 230V SOLAR | 277.54
64990763 | PUMP GASKET 5/4 INCH (2 PCS) | 14.41
64990765 | SAFETY VALVE DN25 6 BAR | 58.99
64990785 | GASK.HEAT EXCH/TOP PART HT ICONXL-1 | 24.9
64990786 | GASK.HEAT EXCH/TOP PART HT ICONXL-2 | 26.98
64990787 | GASK. BURN./TOP PART HE HT ICONXL-1 | 24.39
64990788 | GASK. BURN./TOP PART HE HT ICONXL-2 | 25.09
64990789 | CLAMP BAR TOP PART H.EX. ICONXL-1 | 43.12
64990791 | CABLE HARNESS MASTER FS/WHBC | 261.21
64990792 | CABLE HARNESS SLAVE FS/WHBC | 126.5
64990799 | CONVERSION SET FS/WHBC 120-140KW | 211.14
64990802 | CONVERSION KIT BIC/MMI 70 | 246.6
64990803 | CONVERSION KIT BIC/MMI 100/105 | 551.14
64990804 | CONVERSION KIT BIC/MMI 120/140 | 469.07
64990813-01 | CONTROL UNIT MASTER+HMI ELCO SE | 212.33
64990814-01 | CONTROL UNIT MASTER+SLAVE+HMI ELCO DE | 400.8
64990816-01 | CONTROL UNIT MASTER+HMI ATAG SE | 77.62
64990840 | PIPES KIT BACK PACK PHE | 598.68
64990841-01 | CONTROL UNIT MASTER+SLAVE+HMI ATAG DE | 238.96
64990842 | CONVERSION KIT LPG 60/65/70/75 | 330.9
64990843 | CONVERSION KIT LPG 100/105 | 254.46
64990844 | CONVERSION KIT LPG 120/125/140/150 | 555.5
64990845 | CONVERSION KIT LPG 170/180 | 611.8
64990846 | CONVERSION KIT LPG 200/210 | 311.36
64990847 | GAS NOZZLE D.=7.0MM | 42.78
64990848 | GAS NOZZLE D.=7.8MM | 60.3
64990849 | BURNER LPG ICONXL1 | 294.58
64990850 | BURNER LPG ICONXL2 | 342.83
64990857 | COVER GAS/AIR RATIO | 12.47
64990866 | FAN 230V 51/60 NRG118 120W | 338.08
64990868 | PUMP UPM4 15-75 130 6U 230V IPWM | 209.14
64990870-01 | CONTR. LMS 6.1 E RECTIF. THSP 46á>4/22 | 251.22
64990871-01 | CONTR. LMS 6.1 E RECTIF. THSP 54á>4/22 | 397.58
64990872 | O-RING D.13,94X2,62 HNBR BLUE (3 PCS) | 24.36
64990890 | PUMP UPM4 25-75 130MM 230V | 245.35
64990896 | INJECTOR 5,55 MM PROPANE | 34.09
64990909 | SECURITY GROUP COMBI SHR24T-51T | 94.84
64990910 | CLOSED UPPER CONTROL TOWER COVER | 34.8
64990911 | OVERFLOW VALVE 4BAR | 62.51
64990912 | HEAT EXCHANGER 24KW | 151.44
64990914 | EXPANSION VESSEL 8LT | 111.03
64990915 | CONTROL UNIT 1418 H3.1 V4.28 | 495.33
64990918 | HEAT EXCHANGER 35KW | 124.89
64990919 | HEAT EXCHANGER 25KW OSS1 | 730.79
64990920 | HEAT EXCHANGER 25KW/38KW | 882.5
64990921 | HEAT EXCHANGER COMPLETE OSS4 (60KW) | 1036.61
64990922 | HEAT EXCHANGER COMPLETE OSS3 (51KW) | 1030.12
64990923 | DOOR ASSEMBLY | 44.91
64990924 | CONTROL UNIT 5417 HR.C.S1.00 BLUE | 422.05
64990925 | HEAT EXCHANGER CW4/CW5 | 185
64990926 | UPM PUMP 15-70 | 245.68
64990928 | MAINTENANCE KIT OSS3/4 | 49.81
64990929 | MAINTENANCE KIT OSS3/4 WITH ELECTRODE | 85.08
64990931 | BURNER S-HR 51/51T/60 NAT. GAS | 283.98
64990933 | MOTOR 3W VALVE 230V+CLIP | 132.78
64990935 | PUMP UPM2 20-75Q | 388.8
64990937 | CONVERSION KIT NON RETURN VALVE Q51/60 | 118.83
64990942-01 | CONTROL UNIT LMS14 MINI + STICK | 500.33
64990944 | SENSOR PT-8330/100 L=2500 ZON | 40.28
64990970 | CYLINDER 13L 51KW S-HR | 648.45
64990971 | 3 WAY VALVE SET VC2010 1INEXT. | 198.96
64990972 | PIPE 3WV-PUMP INT.EXP.VES. SHR | 59.81
64990974 | PIPE CYLINDER-CH SHR35 | 87.39
64990976 | SUPPLY CABLE FAN 230V SHR51/60 | 32.95
64990982 | COVER AIR SUPPLY CONC.120/80 | 11.33
64990983 | GASKET FLUEGASPIPE SS EXT. D.=80MM SHR | 18.59
64990992 | PIPE DRAIN INLETCOMB.SHR/Q | 33.6
64990994 | PLUG CONDENS.COLL.PIECE | 17.71
64990995 | PLUG FLUE PIPE EPDM | 6.34
64991005 | GLASS FUSE 2.0 AF 250V (3 PCS) | 17.9
64991008 | NON RETURN VALVE 5/4ININX5/4INOU | 51.21
64991012 | TOP PART H.EX. SET SHR51/60 | 87.18
64991016 | 3 WAY VALVE SET VC2010 O-RING. | 222.43
64991018 | 3 WAY VALVE SET VC6940 0-RING | 263.56
64991035 | QUICK RELEASE LARGE PF/ESHR | 9.14
64991036 | QUICK RELEASE SMALL PF/ESHR | 16.23
64991038 | WINDOW MANOMETER PFSHR | 37.02
64991039 | CASING CONTR.UNIT FRONT PF/ESHR | 18.32
64991040 | CASING CONTR.UNIT BACK PF/ESHR | 15.21
64991045 | SIPHON PF/ESHR | 36.37
64991046 | CONDENS.COLL.PIECE PF/ESHR | 21.32
64991047 | PIPE DRAIN PF/SHR | 21.76
64991051 | FLEX HOSE EXPANSION VESSEL E-SHR | 21.1
64991056 | GASKET SILICON L=41CM | 13.28
64991057 | IGNITION CABLE PF/ESHR CPL. | 23.09
64991058 | O-RING D. 18,72X2,62 EPDM 3X | 12.48
64991068 | GLASS FUSE 4.0 A 250V (3 PCS) | 8.86
64991073 | BALLVALVE 5/4INBIX5/4INBU | 59.47
64991075 | EEPROM KEY FOR MCBA 1417 | 45.6
64991076 | GASKET CONTROL PANEL ESHR | 12.67
64991082 | FLOW SWITCH SET 2,5LT PF/ESHR | 107.43
64991085 | FLUEGASSYSTEM PP SHR/E/PF 51-60 ZR | 86.93
64991087 | FEED THROUGH+PLUG FLUEGAS EPDM | 8.77
64991089 | SUNMODULE 1418 AM6 SGC | 156.16
64991090 | PUMP UPER 20-60 E-SHR | 255.62
64991103 | MAINTENANCE SET S-HR15/24 EXCL.BURNER | 63.32
64991104 | MAINTENANCE SET S-HR35 EXCL.BURNER | 79.4
64991105 | MAINTENANCE SET S-HR51/60 EXCL.BURNER | 73.91
64991107 | DOOR E-SERIE | 26.98
64991108 | PIPE FLOW A203 | 80.72
64991109 | PIPE FLOW A244 | 77.93
64991110 | PIPE HYDROBLOCK PUMP | 23.55
64991113 | O-RING Ï 10.77X2.62 SANITARY (4X) | 3.84
64991114 | IGNITION TRANSFORMER | 74.96
64991115 | CABLE HARNESS 230V | 152.21
64991116 | CABLE HARNESS LOW VOLTAGE | 32.42
64991117 | CABLE HARNESS LOW VOLTAGE COMBI | 26.86
64991118 | PLATE HEAT EXCHANGER CW3 | 129
64991119 | HYDROBLOCK COMPLETE 3-WAY VALVE | 171.89
64991121 | STEPPER THREE-WAY VALVE | 86.64
64991124 | O-RING Ï 17.86X2.62 FLOW/RETURN (4X) | 10
64991131 | CASING CONTROL TOWER UNIT Q | 160.85
64991132 | ECONOMISER KPL. A/E | 341.84
64991134 | MAINTENANCE SET OSS1 (NO ELECTR.) | 40.36
64991135 | MAINTENANCE SET OSS2 (NO ELECTR.) | 41.34
64991136 | MAINTENANCE SET OSS1 (WITH ELECTR.) | 132.47
64991137 | MAINTENANCE SET OSS2 (WITH ELECTR.) | 138.76
64991142 | SAFETY VALVE 4 BAR 3/4INR CE | 25.26
64991147 | MAINTENANCE SET XL70 | 105.04
64991148 | MAINTENANCE SET XL100/XL105/XL110 | 118.87
64991149 | MAINTENANCE SET XL116/XL140 | 109.74
64991164 | CONTROL TOWER FRONT QR | 2.63
64991165 | DIAL KNOB AVS37 | 32.65
64991166 | CABLE HARNES+CONN. TERMINAL QR | 7.54
64991171 | CONTROL DISPLAY AVS37 QR | 194.77
64991175 | PUMP UPMO 15-60 130 9U 230V | 214.29
64991176 | POMPMOTOR UPMO 20-60 130 9U 230V ON/OFF | 192.26
64991192 | COVER COMPLETE ATAG Q51S(R)/Q60S(R) | 222.24
64991199 | ALLEN WITH BALL HEAD 5MM+T-HANDLE | 33.66
64991208 | SUPP. CLAMP BAR TOP PART H.EX. | 21.97
64991222 | COVER COMPLETE ATAG Q25C(R)/Q38C(R) | 639.05
64991223 | BOLT M5X16 (5 PCS) | 23.25
64991229 | SCREW 4,8X 9,5 BLUNT (10 PCS) | 9.89
64991249 | PUMP MOTOR UPMO 20-70 130 9U 230V | 349.75
64991251 | SET VALVES CASCADE | 155.9
64991255 | RESTRICTION ICON XL 1 G20-H2 | 27.65
64991256 | RESTRICTION ICON XL 2 G20-H2 | 27.65
65000011 | REGLER LMU64.055D167 V3.03 TRIGON 22 | 620.83
65000012 | CONTR.LMU64.070 V3.03. TRIGON S 22 | 695.33
65000091 | CLAMP RING 28mm (10Pcs) R30/TRL | 42.47
65000092 | GASKET | 9.7
65000093 | AIR INLET BOX OPEN WITH FILTER R2789 | 768.69
65000185 | RELAY RTB74012 SCHRACK (R500) | 120.74
65000188 | CONNECTING CABLE LOGON-AVS37 | 19.91
65000240-01 | CONTROL BOX KM628 ZW (Honeyw.) | 852.6
65000248 | CONTROL BOX LMU64 | 700.15
65000249 | CONTROL BOX LMU64 | 683.08
65000250 | CONTROL BOX LMU64 | 700.15
65000251 | MODULE KKM8 | 919.36
65000252 | E8 CONTROLLER | 1034.74
65000257 | GAS VALVE DUNGS MBC-1200-VEF R3456 1-6 | 2213.54
65000258 | GAS VALVE | 1072.14
65000259 | GAS VALVE | 1561.34
65000260 | GAS VALVE | 466.74
65000261 | GAS VALVE | 232.2
65000268 | VENTURI 85-100KW | 47.43
65000269 | VENTURI 65KW | 47.66
65000270 | VENTURI | 24.12
65000271 | VENTURI | 93.31
65000272 | TURBINE 120 | 346.51
65000273 | TURBINE 300 | 502.51
65000274 | TURBINE 700 | 716.22
65000315 | SENSOR (FLOW-RETURN) | 34.1
65000318 | FLUE CONTROL PROBE | 116.97
65000320 | FAN G1G170 | 1530.09
65000322 | FAN 150Kw | 1073.44
65000323 | SET PIPE RETURN | 305.17
65000324 | FRONT PANEL | 456.57
65000329 | FLOW PIPE | 68.25
65000330 | TUBING FOR SYST. SEP. ?T 20░ 65/85 | 413.92
65000332 | TUBING FOR HEADER ?T 10░ 65/85 | 598.99
65000340 | SET FLOW PIPE | 167.57
65000341 | TUBING FOR SYST. SEP. ?T 20░ | 779.14
65000342 | TUBING FOR HEADER D T20 | 416.89
65000350 | GASKET | 31.13
65000400 | GAS VALVE+MIXER COMPLETE | 2711.08
65000444 | GAS VALVE KIT | 1645.36
65000445 | GAS VALVE KIT MBC-700-ND 230VAC D:14mm | 3216.89
65000446 | GAS VALVE KIT MBC-700-ND 230VAC D:15mm | 2767.35
65000450 | GAS VALVE+MIXER COMPLETE | 3382.29
65000459 | MANOMETER 1/4in 0-10 BAR STAINLESS STEEL | 561.79
65000483 | GASKET | 21.25
65000500 | GAS VALVE MBC-1900-VEF65 | 4159.96
65000556 | GASKET D11X4X3 | 14.51
65000576 | CABLE CONNECTION CLIP IN/LMU | 44.09
65000588 | CONTROL KNOP CONTROLLER | 21.92
65000686 | COMPENSATOR R3/4-R3/4Z-MS SOLATRON | 37.56
65000706 | HEAT EXCHANGER UNICO 8-23 | 771.38
65000707 | HEAT EXCHANGER UNICO 27-34 | 1230.4
65000708 | HEAT EXCHANGER UNICO 40-60 | 1302.46
65000855 | GASKET 1" 3/4 D38,1/34,9-1,5 TEFLON | 19.25
65000917 | PROTECH IMPRESSED CURRENT ANODE | 15.87
65000922 | BURNER OSS1 | 110.32
65000923 | GASKET UNDERPART OSS1 | 11.3
65000924 | CONDENSATE TRAY COMPLETE. OSS1 | 78.69
65000925 | AIR MIXING ROOM | 155.43
65000926 | GASKET BURNER/TOP PART HE OSS1 | 13.28
65000927 | GASK.HEAT EXCH./TOP PART OSS1 | 13.25
65000928 | IGNITION ELECTRODE OSS | 74.54
65000929 | BURNER OSS2 | 130.86
65000930 | GASKET UNDERPART OSS2 | 14.27
65000931 | CONDENSATE TRAY COMPLETE. OSS2 | 90.72
65000932 | AIR MIXING ROOM OSS2 | 63.84
65000933 | GASKET BURNER/TOP PART HE OSS2 | 15.62
65000936 | GASKET UNDERPART OSS4 | 15.28
65000937 | CONDENSATE TRAY COMPLETE. OSS4 | 108.46
65000938 | AIR MIXING ROOM OSS4 | 86.26
65000939 | GASK. BURN./TOP PART HE OSS4 | 19.87
65000940 | GASK.HEAT EXCH/TOP PART OSS4 | 18.64
65000943 | FLANGE PLATE BG/TRIGON TRIGON S 22-44 | 226.22
65001134 | P.C.B. LMU 74 THISION S 35.1 | 719.1
65001195 | COMPLETE PIPE DELIVERY AND RETURN UNICO | 81.98
65001196 | COMPLETE PIPE DELIVERY AND RETURN UNICO | 50.56
65001197 | COMPLETE PIPE DELIVERY AND RETURN UNICO | 73.66
65001198 | O-RING D.29,74X3,53 FLOW/RET.(2 PCS) | 10.39
65001240 | WATER PRESSURE SWITCH CONNECTION CABLE | 19.91
65001347 | WATERPRESS SENSOR KPL3/8Z 0-4BAR 0.5-3.5 | 101.06
65001428 | STICKING SEAL EPDM - PIPE 6/9 LENGTH 18 | 2.65
65001462 | BURNER OSS4 | 269.71
65001697 | IGINITION 25x8-86 D3 WITH CABLE | 66.9
65001710 | CLOSURE PLUG G3/8IN WITH O-Ring | 16.58
65001851 | GASKET DN25X2 KLINGERSIL C4430 | 1.95
65001915 | THERMOMETER 0-120GR D40 PROBE D9X20 | 9.12
65001929 | PRESSURE SWITCH 0-4BAR 0.5-3.5V HUBA | 91.22
65001959 | BURNER 35-50 | 862.13
65002006 | HIGH EFF.PUMP UPM20-70 | 271.12
65002009 | AIRBOX BACKSIDE OSS4 | 129.49
65002010 | AIRBOX BACKSIDE OSS1/2 | 102.3
65002012 | KIT INSULATION SHIELDS OSS | 25.22
65002694 | CIRCULATION-SET SOLAR 15-75 130 | 298.3
65002807 | FLOWGUARD VALVE INCL. FLOW INDICATOR | 119.22
65003110 | UWP-REPLACEMENT-SET UPM3 W3 25-70 180 | 181.08
65003458 | COVER FOR CONTROL PANEL | 53.22
65003592 | KIT PUMP ALPHA 2.1 25-60/180 | 453.5
65003717 | SEALING PLUG SUPPLY AIR | 5.63
65003948 | ELECTRODE D10X80 D3 WITH CABLE TH. 25-50 | 46.02
65004029 | REACTOR R0405RJ | 39.55
65004421 | ENGINE OIL V C-P 20 LITER | 545.9
65004488 | TEMPERATUR SENSOR WITH CABEL V C-P | 52.36
65004496 | PUMP UPMXL 25-125 130 PWM V C-P | 806.06
65004502 | SPARK PLUG DENSO GF5-2 V C-P M | 125.84
65004761 | HMI AVS 37.294/160 | 114.74
65005006-01 | HEATING CONTROLLER KIT RVS43 BASIC | 791.36
65005306 | NEUTR-GRANULATE GIALIT-K 10KG | 39.72
65005379 | CIRCULATION-PUMP SET UPM3 W3 SOLAR 25-75 | 406.78
65005491 | SOFT STARTER CAVAZZI RSBS2332A2V23C24HP | 1169.28
65005566 | CORROSION PROTECTION 20 LITER V C-P | 174.91
65005570 | PIPE - FLOW SENSOR | 69.06
65005585 | ELECTRONIC EXPANSION VALVE | 121.11
65005677 | BURNER ASSEMBLY D80 | 1192.9
65005678 | ELECTRICAL BOX | 413.9
65005695 | WIRING FAN AND LMU (X14 PLUG) | 53.66
65005730 | SINTESI BODY VALVE 1IN | 63.26
65005738 | FAN MOTOR G3G250.GN17.01 | 5251.59
6500574201 | P.C.B. ENERGY MANAGER OTA | 199.75
6500580500 | HEAT METER WITH LOCAL READING 3/4 | 689.24
6500593100 | POWER SUPPLY KJRM-120D/BMK-E.D2 | 39.2
6500594000 | ELEMENT FIXING BRACKET | 4.37
6500606800 | PRIMARY FLOW PIPE | 113.84
6500607700 | PIN | 3.02
6500611200 | POWER PANEL 10IN | 5659.47
6500614700 | WATER PIPE (HEAT EXCHANGER) | 70.42
6500636900 | ENERGY MANAGER 2.0 CASCADE OTA | 206.4
6500638800 | RING NUT | 25.72
6500640300 | PUMP SMART LIN TF95 WITH FILTER | 243.15
6500640500 | REAR CAST IRON SECTION | 977.87
6500642000 | P.C.B.#TDM# | 151.03
6500643700 | BALACING DPCV VALVE DN20 PN 16 | 599.64
6500643800 | LIMIT STAT | 70.43
6500644400 | CLIP | 3.02
6500662000 | AIR VALVE | 236.16
6500665200 | GASKET GAS VALVE-VENTURI | 5.94
6500665300 | GASKET FAN/TOP PART H.EX. | 12.11
6500665400 | GASKET VENTURI-FAN | 11.55
6500671400 | CONVERSION KIT NG G20 24 KW | 24.95
6500671700 | MIXER AIR/GAZ G20 | 24.16
6500671900 | VENTURI 24 KW NG | 29.96
6500672000 | VENTURI 30 KW NG | 37.13
6500672200 | VENTURI 35 KW NG | 33.38
6500672700 | VENTURI G20 35-38 KW | 27.33
6500673600 | FLOW SWITCH | 204.65
6500673800 | PUMP HEAD UPMO 20-60 130 9U 230V MOD. | 258.74
6500675100 | VENTURI 24KW | 13.2
6500676000 | VENTURI 30KW | 13.2
6500676100 | KIT (FILTER SECOND.EXCHANGER) | 11.54
6500679300 | CARD CONNECTION CABLE | 5.19
6500686700 | FAN REPLACEMENT KIT 27KW MICROG.-TEC | 147.6
6500694300 | P.C.B. (TDM) | 181.13
6500696000 | CONTROL BOARD | 33.79
6500726500 | CONTROL BOARD | 14.56
6500726700 | CONTROL BOARD | 15.62
6500727000 | CONTROL BOARD | 12.06
6500727100 | CONTROL BOARD | 31.11
6500730400 | EVAPORATOR | 1208.85
6500731300 | SERVICEKIT VARION CP M 11-21.0 ID4000 | 1451.55
6500731600 | EVAPORATOR | 1175.85
6500732500 | P.C.B. (MAIN) | 180.06
6500733700 | FRONT PANEL | 217.97
6500733800 | PANELS KIT ARISTON WH PCM4 | 408.7
6500733900 | PANELS KIT ARISTON FS PCM4 | 660.35
6500734200 | PANELS KIT CHX/ELCO/ATAG FS PCM4 | 660.35
6500747900 | ANTI-NOISE KIT | 36.4
6500752800 | FAN | 124.81
6500759900 | GAS WATER VALVE GPL/FAST R ONM 11 | 71.66
6500761400 | GAS WATER VALVE NG /FAST R ONM 11 | 71.66
6500767700 | PUMP UPM3 SOLAR 15-75 130 CZA EUX3 | 504.87
6500771200 | P.C.B. (WIFI-REM4) | 42.65
6500771300 | CONNECTIVITY WIFI | 117.77
6500772200 | IGNITION NEEDLE ASSY | 10.52
6500772300 | ELECTRODE (IONIZATION) | 3.43
6500773700 | CONTROL BOARD | 10.37
6500776500 | FAN+SCREWS | 172.36
6500784900 | CONNECTION SET SOLATRON A2.3/ R2.5 | 334.35
6500787400 | FAN MOTOR SCREWS KIT | 47.68
6500787500 | P.C.B. (TDM) | 171.2
6500789300 | BURNER CONTR. KM628 CH/CVI TYPE 3/7 | 1192.74
6500789400 | CONTROL BOX KM628 | 646.51
6500790100 | P.C.B. (TDM) | 206.23
6500792900 | P.C.B. (DISPLAY) | 59.47
6500806900 | FLANGE SET D.110 | 92.61
6500807200 | SENSYS HD BLACK | 207.45
6500808500 | GASVALVE ICON XL VERS.3 | 276.94
6500820700 | GAS VALVE COIL 230V RAC GB-057 DUNGS | 102.36
65070009 | MOTOR FAN | 178.93
65070018 | SENSOR NTC 1/8, 10kOhm Beta 3977 | 20.28
65070023 | EXPANSION VESSEL | 105.85
65070026 | SPARK GENERATOR | 75.58
65070027 | CABLE (EARTH) | 9.88
65070028 | PUSH BUTTON ON/OFF | 3.85
65070031 | LIMIT THERMOSTAT | 8.2
65070073 | SECURITY VALVE HYDRAULIC 3BAR 1/2 INCH | 16.41
65070128 | CIRCOLATORE | 303.93
65070136 | DISCHARGE PIPE (CONDENSATE) | 17.79
65070137 | TRAP | 20.71
65070208 | PIPE (CYLINDER FLOW) | 96.16
65070219 | PIPE (D.H.W. OUTLET) | 35.41
65070262 | FAN ASSY | 604.79
65070674 | COMPLETE HEAT EXCHANGER | 1376.77
65070765 | O-RING DI TENUTA INIETTORE | 16.8
65070867 | GAS VALVE | 245.27
65070886 | 3-WAY SPRING KIT (D.H.W.) | 13.74
65071047 | O-RING | 1.73
65071051 | GUARNIZ.OR 3093 mat. EP851 2,62x23,47 (c | 1.73
65071107 | O-RING EP851 2,62x26,64 | 1.73
65071649 | ISOL.CERAMICO PORTA CALD.FIS S.MECC.SE | 194.76
65071867 | SWIVEL NUT G3/4" | 8.41
65072257 | PASSACAVO | 14.44
65072264 | GASKET (RING SIPHON) | 2
65072265 | GUARNIZIONE 1 1/4 | 9.81
65072451 | CAPACITOR 20uF | 36.4
65072520 | CAPACITOR 2uF | 20.08
65072556 | COMPRESSOR CAPACITOR 60uF | 58.53
65073004 | FAN MOTOR | 80.45
65073484 | TUBE SENSOR L:1700mm | 24.79
65073630 | 4-WAY VALVE STF-02 | 119.39
65073632 | 4-WAY VALVE STF-04 | 154.91
65073701 | 4-WAY VALVE WITH COIL | 122.7
65074172 | COUPLING D18/14,7/11X22 PUMP/MOTOR | 17.37
65074879 | CABLAGGIO TRASFORM/VENTIL/TS | 29.87
65074880 | CABLE (GAS VALVE) | 22.59
65074887 | CABLE (MOTORISED VALVE) | 11.79
65074928 | ELECTRODE (IGNITION) | 40.02
65075033 | LOW PRESSURE SWITCH | 62.66
65075075 | SWITCH SUPPORT | 8.02
65100008 | PLASTIC COVER | 80.4
65100018 | FAN MOTOR | 71.23
65100021 | LED BOARD | 23.15
65100038 | FIXING BRACKET (RETURN PIPE) | 3.56
65100039 | PIPE ALUMINUM D.60X1380 | 33.6
65100162 | FOOT | 16.97
65100171 | P.C.B. (RECEIVER) | 28.1
65100244 | GAS VALVE | 246.12
65100248 | PRINTED CIRCUIT BOARD (BT2M-HS) | 230.29
65100249 | SPARK GENERATOR | 80.24
65100250 | IGNITION ELECTRODE (L.H.) | 7.86
65100251 | IGNITION ELECTRODE (R.H.) | 7.86
65100255 | VALVE (3/4 ) | 42.69
65100261 | PLASTIC COVER | 8.1
65100268 | PIPE D=131 | 29.12
65100282 | FLANGE GASKET | 3.14
65100284 | KNOB (REGULATION) | 2.81
65100296 | FLOW GAUGE (BITRON - 1/2 M-M) | 18.78
65100311 | THERMOSTAT | 18.32
65100342 | LECTRODE (DETECTION) | 11.99
65100343 | ELECTRODE (IGNITION) | 11.19
65100391 | ANODE (PROTECH) | 54.39
65100417 | ELECTRONIC SENSOR PROTECH 2 | 36.21
65100419 | CABLE (PROBE - PROTECH 2) | 7.25
65100421 | U-CLIP | 3.71
65100425 | HEAT EXCHANGER | 159.69
65100426 | PANEL (INSULATION - REAR) | 15.67
65100432 | GAS PIPE | 17.79
65100433 | PIPE (EXPANSION VESSEL) | 13.37
65100459 | COVER (SEALED CHAMBER FRONT - FRONT) | 12.73
65100468 | D.H.W. CYLINDER 20 L | 629.66
65100469 | FLOW GROUP | 24.04
65100474 | BURNER 13 RAMP | 65.92
65100476 | ELECTRODE (IGNITION L.H.) | 12.31
65100477 | ELECTRODE (IGNITION R.H.) | 15.44
65100496 | FAN | 56.02
65100497 | CABLE (FAN/AIR PRESSURE SWITCH) | 13.58
65100513 | GASKET | 2.32
65100514 | SPARK GENERATOR (KIT) | 33.51
65100515 | GASKET (FAN) | 6.56
65100516 | GAS VALVE (SIT 845 SIGMA) | 171.48
65100519 | MAIN FLOW SWITCH KIT | 52.28
65100530 | PANEL (INSULATION - FRONT) | 10.55
65100531 | PANEL (INSULATION - REAR) | 16.05
65100533 | THERMOSTAT WITH SUPPORT | 36.63
65100535 | CABLE (PURPLE) 2,5X170 (FASTON-FASTON) | 5.75
65100536 | CABLE KIT (2 CABLES) | 6.42
65100540 | FLOW DETECTION KIT WITH MAGNET | 20.63
65100541 | 3-WAY SPRING KIT (D.H.W.) | 64.3
65100546 | RETURN GROUP | 243.66
65100552 | SPARK GENERATOR WITH CABLE | 30.73
65100555 | FRONT PANEL | 12.5
65100557 | FRONT COVER DOOR | 7.77
65100579 | CABLE (ELEMENT) | 4.53
65100581 | RECUPERATOR DIAFHRAGM | 2.61
65100676 | PUSH (CASE DOOR) | 6.01
65100678 | FIXING SPRING (PANEL) | 4.15
65100680 | CLIP D:6 | 3.73
65100681 | PIPE (EXPANSION VESSEL) | 16.66
65100682 | DELIVERY PIPE | 21.72
65100686 | CONTROL PANEL COVER | 13.72
65100687 | KNOB | 3.42
65100688 | BUTTON (RESET) | 3.26
65100689 | KNOB | 6.61
65100690 | KNOB (ON-OFF) | 3.98
65100691-01 | FAN | 97.17
65100692 | IONIZATION ELECTRODE | 8.11
65100694 | IGNITION ELECTRODE (L.H.) | 7.86
65100695 | PRESSURE GAUGE | 16.87
65100696 | CABLE (FAN POWER SUPPLY) | 28.17
65100697 | DISPLAY CABLE | 12.83
65100698 | LOW VOLTAGE CABLE | 13.66
65100699 | CABLE (POWER SUPPLY) | 17.74
65100702 | CABLE (FAN/AIR PRESSURE SWITCH) | 17.19
65100703 | CABLE (P.C.B./PUMP) | 16.96
65100705 | CABLE (EARTH) | 5.72
65100707 | GASKET (FAN) | 2.87
65100709 | P.C.B. (CMP3-DISPLAY) | 28.81
65100719 | FAN | 109.3
65100728 | CONTROL PANEL | 43.89
65100729 | P.C.B. (MAIN) | 226.3
65100732 | COMBUSTION CHAMBER | 44.76
65100734 | SPARK GENERATOR ASSEMBLY | 24.19
65100737 | HEATING ELEMENT 1200W 220-240V | 27.94
65100739 | BURNER JET FULL KIT (LPG) | 16
65100740 | BURNER JET (L.P.G. 0.80) | 1.86
65100745 | HEATING ELEMENT 1200W 220-240V | 27.58
65100746 | HEATING ELEMENT 1500W 220-240V | 28.25
65100750 | P.C.B. (DISPLAY) | 53.96
65100751 | FITTING G 1/2 | 28.2
65100756 | MANIFOLD (C.W. INLET) | 31.79
65100757 | PRESSURE/TEMPERATURE GAUGE | 29.08
65100758 | LOW VOLTAGE WIRING | 16.89
65100770 | MOTOR SUPPORT | 7.12
65100771 | BURNER JET FULL KIT (NG) | 26.76
65100772 | BURNER JET (NG 1.35) | 2.61
65100776 | CENTRAL HEATING BY-PASS KIT | 6.74
65100779 | PROBE SUBSTITUTION KIT | 11.77
65100842 | SPINDLE (COMFORT) | 3.23
65100874 | SCREW COVER | 1.73
65100875 | KNOB | 2.02
65100887 | P.C.B. | 182.58
65100889 | ELECTRODE (DETECTION) | 16.17
65100891 | ELECTRODE (DETECTION) | 25.17
65100893 | AIR GUIDER | 64.86
65100895 | FLUE HOOD | 117.34
65100897 | SIGHT GLASS 26X26X3,3 | 3.73
65100910 | BURNER | 183.32
65100911 | AIR-FAS MIXER | 15.43
65100928 | CABLE (P.C.B.) | 14.12
65100930 | VIEW WINDOW SEAL | 5.13
65100931 | VIEW WINDOW SEAL | 5.38
65100932 | GASKET (ELECTRODE) | 1.84
65100934 | FAN GASKET | 2.52
65100935 | GASKET (FLUE HOOD) | 9.16
65100936 | GASKET DETECTION (ELECTRODE) | 5.17
65100937 | GASKET/BOILER 393X118X8,5 | 12.92
65100938 | GASKET (FLUE MANIFOLD) | 4.52
65100939 | GASKET (FAN) | 5.77
65100940 | VIEW WINDOW GLASS FRAME 50X30X4 D20 | 2.5
65100941 | DISTRIBUTION GROUP | 168.6
65100942 | DISTRIBUTION GROUP (C.H.FLOW) | 42.78
65100949 | BY-PASS PIPE | 15.98
65100951 | PIPE (POSITIVE SIGNAL) | 17.65
65100952 | PIPE (NEGATIVE SIGNAL) | 22.65
65100955 | PIPE (EXPANSION VESSEL) | 16.32
65101007 | FIXING PLATE (PROBE) | 3.78
65101008 | SPRING (DIVERTER VALVE) | 7.54
65101009 | MANIFOLD (C.W. INLET) | 58.09
65101023 | RESTRICTOR D=46 | 9.63
65101038 | ANODE GASKET | 1.73
65101041 | THERMOSTAT | 13.22
65101042 | DELIVERY PIPE | 54.88
65101046 | LOW VOLTAGE WIRING | 30.14
65101049 | 1 -3/4 REDUCTION | 17.77
65101050 | FILTER | 205.62
65101053 | FLOW GROUP | 128.04
65101054 | RETURN GROUP | 185.06
65101055 | SECONDARY EXCHANGER (P-TYPE 23KW) | 115.2
65101059 | TIME THERMOSTAT | 161.27
65101060 | P.C.B. | 225.6
65101073 | CABLE (POWER SUPPLY) | 9.22
65101080 | THERMOSTAT | 20.16
65101254 | P.C.B. (CB3-MI02) | 79.93
65101255 | PRINTED CIRCUIT BOARD (CB3-FFI02) | 161.71
65101257 | RETURN GROUP | 259.47
65101259 | SHEATH | 17.73
65101270 | FLUE HOOD | 121.5
65101272 | PIPE (C.H. RETURN) | 13.7
65101274 | CABLE (FAN POWER SUPPLY) | 32.71
65101277 | CONTROL PANEL | 42.83
65101279 | TUBO GAS | 26.23
65101284 | TOP COVER | 21.48
65101288 | SERVICE KIT (DIVERTER VALVE) | 48.47
65101294 | P.C.B. (G3 MI/FFI) | 290.41
65101322 | CABLE (TEMPERATURE PROBES) | 17.2
65101323 | FLOW REGULATOR | 5.08
65101338 | FLANGE PLATE (COMPLETE WITH ANODE) | 70.69
65101339 | FLANGE PLATE (COMPLETE WITH ANODE) | 108.69
65101348 | KNOB (REGULATION) | 3.95
65101350 | HEATING ELEMENT 2000W 230V | 46.54
65101351 | CASE PANEL (R.H. SIDE) | 22.99
65101353 | CABLE (P.C.B./PUMP) | 6.73
65101357 | CABLE (FAN/AIR PRESSURE SWITCH) | 6.87
65101367 | FLUE HOOD | 127.36
65101368 | MODULE KIT (EEPROM CMP3) | 52.25
65101374 | P.C.B. (TEC1-FFI) | 181.38
65101392 | PIPE (SAFETY VALVE OUTLET) | 5.75
65101394 | CONNECTION CABLE (TIME CLOCK) | 11.72
65101396 | THERMOSTAT (TBS PLUS 450 16A) | 47.22
65101399 | ADHESIVE LABEL | 15.8
65101402 | WIRING KIT (PROTECH) | 24.62
65101415 | HIGH VOLTAGE WIRING | 17.53
65101423 | CONNECTOR PIPE | 15.94
65101424 | DELIVERY PIPE | 14.32
65101427 | RETURN GROUP | 349.8
65101428 | FAN | 94.2
65101433 | SCREW (M4X16) | 1.73
65101434 | SCREW (M6X15) | 5.28
65101484 | FLUE GASKET | 11.87
65101537 | P.C.B. | 40.35
65101545 | 4-WAY VALVE STF-01 | 67.1
65101547 | 4-WAY VALVE COIL | 47.82
65101599 | REMOTE CONTROL | 80.21
65101682 | SCHEDA CB3 | 101.91
65101711 | TUBE SENSOR | 12.58
65101718 | EXPANSION VESSEL 8L (KIT) | 85.13
65101719 | EXPANSION VESSEL (7 L. STD) | 91.86
65101732 | P.C.B. (CMP3-MCU HS MI/MFFI 3S) | 293.94
65101751 | CABLE (MOTORISED VALVE) | 14.5
65101752 | CABLE (DETECTION ELECTRODE) | 16.48
65101758 | CLOSING ELEMENT | 12.85
65101762 | COLLAR GASKET | 9.14
65101764 | GAS DIAPHRAGM : 4.6 | 13.6
65101769 | SPACER | 94.39
65101774 | RETURN GROUP | 192.8
65101776 | FLOW GROUP | 25.78
65101778 | RETURN GROUP | 39.36
65101789 | UNION | 22.29
65101790 | UNION | 12.56
65101802 | EXCHANGER SUPPORT | 139.4
65101803 | BY-PASS PIPE | 19.14
65101804 | PIPE (SAFETY VALVE) | 12.07
65101810 | DISCHARGE PIPE (CONDENSATE) | 69.07
65101818 | PIPE (AIR-GAS) | 111.5
65101823 | MANIFOLD GASKET | 23.44
65101884 | HEATING ELEMENT+TH INSULATOR+ANODE | 49.55
65101895 | 1/4 MALE PLUG | 10.7
65101932 | WIRED THERMOSTAT GROUP | 65.81
65101946 | ROOM SENSOR | 13.29
65101956 | CLAMP | 15.89
65102015 | VALVE RUBBER WASHER (3BAR) | 1.73
65102016 | TAP (M/M 3/8 ) | 24.68
65102018 | THERMOSTAT | 19.68
65102037 | CONNECTION CABLE | 3.52
65102047 | GAS VALVE | 205.55
65102068 | UNION BY-PASS + O-RING | 10.43
65102070 | CONDENSATE TRAP (LOWER) | 10.96
65102072 | PIPE (CONDENSATE TRAY - CONDENSATE TRAP) | 6.46
65102075 | AIR PRESSURE SWITCH | 23.89
65102164-01 | AIR PRESSURE SWITCH 40 Pa | 49.23
65102186 | CABLE (FAN) | 14.36
65102187 | CABLE (POWER SUPPLY) | 5.5
65102189 | EARTH CABLE | 3.23
65102197 | RESTRICTOR | 12.13
65102198 | ELECTRODE (IGNITION) | 41.33
65102199 | ELECTRODE (DETECTION) | 50.65
65102215 | ELECTRODE GASKET | 2.39
65102218 | BURNER SUPPORT GASKET | 38.03
65102222 | KNOB | 1.73
65102223 | MIXER + PRESSURE INTAKE | 69.76
65102226 | FIXING SPRING (INSULATION PANEL) | 8.17
65102227 | PANEL (EXCHANGER - FRONT) | 98.98
65102229 | PANEL (INSULATION) | 26.88
65102232-01 | AIR PRESSURE SWITCH 150 Pa | 56
65102234 | P.C.B. COVER PLATE | 6.12
65102235 | P.C.B. (DISPLAY) | 112.96
65102237 | TRAP | 42.62
65102241 | PIPE (PUMP TO EXPANSION VESSEL) | 11.8
65102245 | DISCHARGE PIPE (CONDENSATE) | 9.63
65102246 | PIPE (ELECTRODE CABLE) | 1.73
65102247 | GAS VALVE | 146.02
65102248 | FAN | 137.37
65102252 | THERMOSTAT | 68.52
65102259 | PANEL (COMB.CHAMBER - FRONT) | 68.98
65102260 | EXCHANGER | 492.05
65102262 | FLUE HOOD | 48.22
65102264 | CASE (COMPLETE) | 378.4
65102266 | GASKET | 1.73
65102269 | WIRING (P.C.B.-ANODE) | 7.69
65102300 | MANIFOLD (C.H. FLOW) | 15.7
65102320 | MAIN EXCHANGER (ALUMINIUM) | 953.81
65102349 | GAS VALVE | 202.77
65102352 | CLAMP | 15.58
65102356 | SECONDARY EXCHANGER | 122.8
65102357 | HYDRAULIC GROUP SUPPORT | 12.82
65102365 | THERMOSTAT | 22.84
65102376 | PIPE (CYLINDER DISCHARGE) | 7.25
65102395 | GASKET (FAN) | 11.51
65102418 | GASKET (ALUMINIUM DUCT) | 18.2
65102428 | WIRING (P.C.B.-LMU) | 58.82
65102435 | ANODE (D.22,3 L:661 M8) | 36.03
65102438 | GASKETS (COMBUSTION CHAMBER) | 111.47
65102462 | ANODE D:25,5 L:380 M8 | 15.25
65102464 | HEATING ELEMENT 2200W 220-240V | 28.54
65102465 | HEATING ELEMENT 2500W 220-240V | 24.34
65102485 | INSULATION PANEL - FRONT | 11.83
65102519-01 | AIR PRESSURE SWITCH 89 Pa | 38.1
65102524 | FLUE BAFFLE | 47.34
65102536 | WIRING | 14.25
65102543 | SENSOR | 16.12
65102548 | CONDENSATE TRAP (UPPER) | 6.89
65102555 | KNOB (REGULATION) | 3.47
65102556 | PLASTIC COVER + SIGNAL LAMP CAP | 10.68
65102559 | LOW VOLTAGE WIRING | 29.66
65102562 | WIRING | 36.32
65102565 | GASKET (FAN) | 6.03
65102566 | FAN | 64.99
65102567 | FAN | 53.97
65102569 | GAS PIPE | 27.12
65102570 | PIPE (C.H. RETURN) | 37.78
65102572 | SCHEDA WATER SENSOR | 51.41
65102573 | PIPE (RECUPARETOR - MAIN EXCHANGER) | 28.61
65102575 | CLIPS | 6.06
65102576 | RECUPERATOR (COMPLETE) | 469.52
65102581 | GASKETS (RECUPERATOR) | 15.67
65102587 | CLIP | 3.63
65102591 | THERMOSTAT | 18.52
65102598 | KNOB (REGULATION) | 3.23
65102772 | GASKET (ADHESIVE - 14X6 MM) | 12.6
65102775 | THERMOSTAT (90C) | 12.02
65102797 | CLIP | 10.6
65102811 | ELBOW (FAN) | 48.51
65102822 | GAS VALVE | 149.02
65102896 | PUMP HEAD | 266.61
65103095 | THERMOSTAT | 16.79
65103102 | HEATING ELEMENT 1500W 220V | 19.89
65103122 | FAN | 732.16
65103126 | THERMOCOUPLE INTERRUPTED | 18.5
65103128 | ADHESIVE CHANNEL (THERMAL PROTECTOR) | 7.82
65103132 | ADHESIVE CHANNEL (THERMAL PROTECTOR) | 9.58
65103133 | ADHESIVE CHANNEL (THERMAL PROTECTOR) | 10.58
65103136 | PIPE (D.H.W. OUTLET) | 7.45
65103140 | RETURN GROUP | 25.01
65103142 | WIRING (PROBE) | 8.98
65103162 | UNION BY-PASS + O-RING | 8.2
65103170 | PIPE (D.H.W. OUTLET) | 26.19
65103172 | PIPE (COLD WATER INLET) | 16.31
65103173 | WIRING | 23.32
65103176 | BURNER | 118.89
65103182 | O-RINGD:230X4mm | 15.95
65103192 | GRANKASE (CONNECTORS COVER) | 5.84
65103194 | PUMP | 276.35
65103196 | LOW VOLTAGE WIRING | 6.78
65103203 | UNION | 37.91
65103204 | SIFON CONDENS | 34.72
65103205 | TRAP PLUG | 8.99
65103208 | DISCHARGE PIPE (CONDENSATE) | 11.88
65103209 | CLIP | 15.89
65103211 | EXCHANGER | 415.51
65103212 | GASKET (TRAP BASE) | 2.25
65103213 | O-RING | 2.17
65103218 | PIPE (C.H. RETURN) | 45.58
65103219 | EXCHANGER | 612.93
65103222 | SAFETY VALVE | 12.86
65103225 | PIPE (C.H. FLOW) | 20.06
65103226 | PIPE (C.H. RETURN) | 30.02
65103229 | PIPE (C.H. FLOW) | 33.77
65103310 | BURNER | 56.23
65103321-02 | HEATING ELEMENT 1500W 220/240V | 73.16
65103322 | FLANGE | 29.3
65103331 | SPARK GENERATOR | 16.14
65103345 | EARTH CABLE (SPARK GENERATOR) | 4.88
65103353 | DIAPHRAGM D=40 | 5.26
65103360 | PANEL (INSULATION - FRONT) | 29.05
65103361 | PANEL (INSULATION - REAR) | 23.25
65103362 | RUBBER | 4.45
65103365 | MANIFOLD GASKET | 1.73
65103366 | MANIFOLD GASKET | 8.43
65103368 | GASKET | 2.64
65103370 | PRESSURE GAUGE | 22.04
65103377 | CABLE CLAMP | 5.54
65103382 | UNION (CONDENSE DRAIN) | 38.66
65103411 | DISCHARGE PIPE (CONDENSATE) | 31.4
65103413 | GAS VALVE | 167.41
65103415 | SCREW | 6.24
65103417 | MOTOR (3-WAY VALVE) | 293.71
65103422 | P.C.B. (CMP3-MCU HS MI/MFFI/R HE) | 299.63
65103425 | RETURN GROUP | 38.47
65103432 | CONTROL PANEL COVER | 9.82
65103440 | FAN | 108
65103441 | GAS VALVE | 44.96
65103443 | EXPANSION VESSEL | 114.54
65103444 | MODULE KIT (EEPROM CMP3) | 29.79
65103458 | UNION | 8.1
65103476 | GASKET (IONIZATION ELECTRODE) | 8.27
65103492 | DISCHARGE PIPE (CONDENSATE) | 29.6
65103499 | EXPANSION VESSEL | 176
65103500 | PUMP REAR ATTACHMENT | 215.88
65103501 | SECONDARY EXCHANGER | 148.31
65103502 | TEMPERATURE PROBE + CLIPS | 22.18
65103508 | P.C.B. VER.06 (ACO-MCU) | 389.31
65103509 | MODULE KIT (EEPROM ACO) | 44.74
65103514 | PIPE (EXPANSION VESSEL) | 18.66
65103524 | CAPACITOR 3uF | 24.54
65103525 | CAPACITOR 2,5uF | 22.46
65103581 | FRONT GRILL | 25.95
65103605 | FRONT GRILL SUPPORT | 9.44
65103656 | BULB THERMOSTAT 85C (UNIPOLAR) | 23.71
65103691 | FLANGE WITH GASKET | 10.1
65103716 | FAN | 30.2
65103735 | P.C.B. | 67.13
65103765 | HEATING ELEMENT 1200W 220-240V | 34.73
65103766 | HEATING ELEMENT 1500W 220-240V | 35.86
65103768-01 | ANODE D21,3 L:110 M5-M8 | 12.4
65103771 | THERMOSTAT | 31.75
65103778 | PLASTIC COVER + SIGNAL LAMP CAP | 10.2
65103796 | PLASTIC COVER + SIGNAL LAMP CAP | 8.05
65103797 | FLUE HOOD | 32.22
65103801 | LOWER COVER | 144.39
65103825 | INSPECTION COVER | 16.28
65103832 | SWING MOTOR | 20.2
65103853 | FRONT PANEL | 31.42
65103854 | AIR FILTER | 16.59
65103855 | FRONT COVER | 38.31
65103858 | UPPER AIR GUIDER | 10.85
65103863 | FAN | 39.07
65103867 | 5-POLE TERMINAL BLOCK | 17.65
65103885 | FAN MOTOR | 91.64
65103888 | P.C.B. | 63.5
65103927 | EXPANSION VESSEL | 106.14
65103992 | TRANSFORMER | 32.68
65103998 | P.C.B. (MAIN) | 68.29
65104010 | KNOB | 3.65
65104011 | HEATING ELEMENT 2000W 200-240V | 42.1
65104019 | ELEMENT 3000W 220-240V | 41.19
65104058 | THERMOSTAT | 32.8
65104061 | CAPACITOR 1,5uF | 23.73
65104063 | CAPACITOR 5uF | 19.54
65104103 | DIAPHRAGM D=33 | 8.54
65104131 | TUBE SENSOR L:500mm | 10.21
65104136 | REMOTE SIGNAL RECEIVER | 85.39
65104164 | ANODE D:16 L:195 M4 | 16.47
65104219 | COMBUSTION CHAMBER 24/28 FF | 59.58
65104220 | BURNER 13NP | 63.35
65104222 | PUSH BUTTON (R.H.SIDE) | 3.88
65104226 | GAS MANIFOLD 13 INJ. D:1.32 | 39.16
65104228 | PUSH | 7.72
65104229 | PUSH BUTTON (L.H.SIDE) | 3.94
65104230 | PIPE (GAS VALVE/BURNER) | 45.98
65104232 | SIGHT GLASS | 6.16
65104234 | PRESSURE GAUGE | 27.11
65104235 | KNOB | 4.91
65104246 | HEAT EXCHANGER (Cu) | 190.84
65104249 | AIR RETURN COVER | 4.93
65104251 | GAS TUBE | 48.98
65104252 | PIPE (C.H. FLOW - Cu) | 27.77
65104253 | PIPE (EXPANSION VESSEL) | 22.69
65104254 | GAS VALVE | 153.72
65104257 | FAN GASKET | 15.28
65104259 | CLIP D:18 | 3.23
65104260 | CLIP D:10 | 3.43
65104261 | EXPANSION VESSEL 8L | 87.99
65104262 | O-RING 17.04X3.53 | 2.44
65104264 | PUSH BUTTON GROUP (MENU) | 2.84
65104267 | PUSH BUTTON ON/OFF | 6.17
65104286 | EARTH WIRE | 6.59
65104293 | CONTROL PANEL COVER (REAR) | 20.18
65104294 | INSPECTION COVER | 6.13
65104295-01 | FLUE TEST PORT PLUG | 5.77
65104296 | EPDM PIPE | 6.29
65104298 | SPRING FRONT PANEL (KIT) | 31.35
65104299 | CASE PANEL (FRONT) | 33.13
65104300 | CONTROL PANEL COVER (FRONT) | 26.43
65104302 | GAS MANIFOLD 13 INJ. D:1.25 | 38.89
65104303 | O-RING 17.17X1.78 | 2.7
65104304 | O-RING 22.22X2.62 | 2.72
65104305 | PANEL (INSULATION - FAN) | 9.33
65104306 | FRONT COVER | 20.12
65104309 | THERMOMETER | 10.43
65104310 | HEATING ELEMENT 3000W 220-240V | 41.71
65104311 | HYDRAULIC GROUP SUPPORT | 35.73
65104313 | O-RING 9.19X2.62 | 2.46
65104315 | O-RING 23.47X2.62 | 3.42
65104316 | CLIP | 4.11
65104317 | FLOW METER | 71.86
65104318 | RIDUCTORS (KIT) | 32.8
65104319-02 | PUMP 5M 2V WILO | 181.77
65104320 | O-RING 21.89X2.62 | 2.65
65104321 | PRESSURE SWITCH (PROPORTIONAL) | 42.06
65104322 | CLIP | 7.72
65104323 | SENSOR (REED) | 11.64
65104325 | O-RING 15.54X2.62 | 2.13
65104326 | UNION (3/4") | 18.82
65104327 | UNION (1/2") | 18.82
65104329 | O-RING 7.65X1.78 | 3.04
65104331 | CLIP | 6.25
65104332 | CLIP | 4.52
65104333 | SANITARY HEAT EXCHANGER (16 P.) | 71.45
65104335 | RETURN GROUP | 127.18
65104336 | BY-PASS | 31.63
65104337 | O-RING 17.96X2.62 | 3.46
65104339 | CLIP D:12 | 4.9
65104340 | BY-PASS PIPE | 16.04
65104342 | KNOB | 3.23
65104357 | FAN | 183.73
65104377 | PLUG | 10.28
65104378 | SUPPORT (AIR PRESSURE SWITCH) | 5.82
65104445 | PLUG | 15.61
65104447 | PIPE (SAFETY VALVE) | 17.08
65104448 | P.C.B. (DISPLAY) | 73.13
65104449 | FRONT COVER | 36.03
65104450 | KNOB | 6.24
65104452 | FAN | 181.57
65104454 | DHW HEAT EXCHANGER | 152.6
65104457 | LOW PRESSURE VALVE 3/8" | 33.64
65104458 | HIGH PRESSURE VALVE 1/4" | 26.73
65104459 | LOW PRESSURE VALVE 1/2" | 38.79
65104479 | CAPACITOR 1,2uF | 8.9
65104484 | CAPACITOR 1uF | 31.89
65104500 | THERMOSTAT 102░C | 13.84
65104503 | PUSH BUTTON GROUP (MENU) | 2.82
65104509 | FLUE BAFFLE | 42.49
65104514 | GAS GROUP | 162.59
65104518 | CABLE (IONIZATION ELECTRODE) | 6.13
65104520 | PUMP 2V CABLE 5M WILO | 30.6
65104523 | 3-WAY VALVE CABLE | 13.58
65104527 | THERMOSTAT | 19.48
65104529 | HEAT SENSOR | 61.83
65104533 | 2 ZONE VALVE | 324.14
65104548 | P.C.B. | 295.02
65104570 | CABLE (MOTOR) | 14
65104573 | PLASMA DISPLAY BOARD | 36.28
65104574 | P.C.B. (PLASMA) | 83.02
65104582-01 | BURNER JET FULL KIT LPG | 34.1
65104623 | CONDENSATE TRAP | 12.66
65104653 | SPARK GENERATOR | 34.69
65104671-01 | AIR PRESSURE SWITCH 50 Pa | 46.75
65104672-01 | AIR PRESSURE SWITCH 74 Pa | 48.65
65104679 | PANELS (KIT) | 175.83
65104680 | PANELS (KIT) | 164.64
65104681 | MANIFOLD (C.H. RETURN) | 76.76
65104683 | AUTO AIR VENT WITH O-RING | 15.03
65104689 | WIRING | 9.45
65104693 | CONTROL PANEL (COMPLETE) | 116.05
65104695 | PANELS (KIT) | 44.54
65104696 | EXPANSION VESSEL SUPPORT | 8.47
65104700 | CLIP (BY-PASS PIPE) | 2.69
65104703 | AUTO AIR VENT WILO | 23.27
65104704 | U-CLIP | 7.83
65104705 | O-RING 3X35 EPDM 75 SH | 5.45
65104708 | NTC PROBE - OVERHEAT THERMOSTAT CABLE | 22.31
65104710 | AIR RETURN MANIFOLD | 4.6
65104712 | FLUE HOOD (COMPLETE) | 53.3
65104719 | LONG FIXING STRAPS | 34.23
65104727 | MODULE KIT (EEPROM ACO-FSC) | 27.43
65104756 | D.H.W. PRESSURE SWITCH KIT | 42.12
65104892 | NIPPLO SCARICO COND.POM DE.50 BLUETTE107 | 21.25
65105028 | COMBUSTION CHAMBER 28 CF | 95.46
65105060 | FLOW GROUP | 208.28
65105063 | PRESSURE GAUGE VALVE GROUP | 205.81
65105065 | 3-WAY SPRING KIT (C.H.) | 70.57
65105066 | PRESSURE GAUGE VALVE GROUP | 180.36
65105067 | 3-WAY SPRING KIT | 61.62
65105069 | CONTROL PANEL | 36.69
65105079 | TEMPERATURE PROBE + CLIP | 16.32
65105086 | KNOB | 6.95
65105087 | PUSH BUTTON ON/OFF | 6.65
65105091-01 | FLOW GROUP | 92.25
65105093 | PLUG | 29.26
65105109 | CLIP | 6.25
65105144 | ASSEMBLED SHUTTER | 46.92
65105149-02 | P.C.B. (DISPLAY) | 177.83
65105169 | CLIP-IN E-BUS WIRING | 9.28
65105179 | D.H.W. PLUG | 20.08
65105180 | O-RING 16.5X1.6 | 2.96
65105181 | INTERFACE SYSTEM CLOSED | 27.84
65105247 | CABLE (THERMAL PROTECTION) | 13.1
65105249 | BODY GROUP BOILER | 983.66
65105276 | CLAMP (D=100X44) | 16.65
65105281 | LOWER COVER | 36.3
65105284 | TRAP 1" | 23.23
65105323 | CHECK VALVE CARTRIDGE | 35.99
65105333 | CONDENSATE TRAP (LOWER) | 20.72
65105334 | TRAP | 23.44
65105335 | COVER PROTECTION | 70.72
65105347 | BURNER D:70X121 | 290.17
65105349 | CONDENSATE TRAP | 38.36
65105370 | PANEL (FRONT - SEALED CHAMBER) | 45.53
65105371 | SIGHT GLASS - GASKET | 6.69
65105372 | REACTOR ANODE | 45.01
65105393 | FLUE (EXHAUST MANIFOLD/HEADER) | 24.45
65105418 | CABLE (IGNITION ELECTRODE) | 26.15
65105419 | CABLE (DETECTION ELECTRODE) | 25.02
65105433 | PIPE (C.H. FLOW) | 65.45
65105434 | PIPE (C.H. RETURN) | 60.13
65105532 | PUMP | 276.35
65105535 | PROGRAMMABLE BOILER P.C.B. | 312.52
65105536 | KIT ECOREM 73 SERVICE | 294.41
65105587 | RECTIFIER DIODE | 27.09
65105593 | ANODE D:16 L:160 M6 | 9.11
65105632 | FLEXIBLE PIPE | 20.32
65105676 | CASE PANEL (L.H. SIDE) | 28.78
65105677 | CASE PANEL (R.H. SIDE) | 29.03
65105678-02 | PANEL (FRONT - SEALED CHAMBER) | 42.5
65105679-02 | PANEL (FRONT - SEALED CHAMBER) | 33.58
65105682 | ELECTRODE (IGNITION R.H.) + RESISTOR | 10.75
65105705 | ON-OFF KNOB | 7.94
65105710 | BUTTON (RESET) | 7.6
65105744 | FLANGE | 162.79
65105749 | TRANSPARENT FRONT COVER | 78.43
65105773 | PANEL (INSULATION) | 37.59
65105780 | TEMPERATURE PROBE (D.H.W.) | 33.21
65105783 | CONTROL PANEL (COMPLETE) | 50.97
65105784 | HINGE | 36.36
65105787 | OUTDOOR SENSOR | 37.77
65105796 | ANODE | 63.97
65105797 | ANODE CAP GASKET | 26.32
65105832 | GROUP (RIGHT-FLOOR STANDING) | 143.7
65105834 | BY-PASS PIPE | 25.03
65105836 | SAFETY VALVE (3 BAR) | 56.04
65105837 | SAFETY VALVE (8 BAR) | 56.04
65105838 | DRAIN COCK (TANK DISCHARGE) | 63.48
65105859 | PIPE (DHW PUMP) | 52.64
65105862 | DIFFUSER | 36.52
65105866 | INSULATION (FLANGE) | 15.93
65105867 | CYLINDER SHELL (FRONT) | 90.11
65105890 | BY-PASS | 5.79
65105892 | ONE-WAY VALVE | 28.02
65105893 | SERVICE KIT (DIVERTER VALVE) | 73.31
65105894 | VENTURI D: 14MM | 39.27
65105904 | PANEL (INSULATION - REAR) | 47.38
65105908 | GASKET D: 25,1 - 15,1 - 3 (3/4) | 3.68
65105923 | AIR VALVE FITTING | 56.86
65105925 | SILICONE PIPE | 45.81
65105930 | DIAPHRAGM D=32 | 39.42
65105931 | DIAPHRAGM D=21 | 15.77
65106000 | SOLAR MAIN CONTROL UNIT ELIOS 25 | 392.84
65106001 | COLLECTOR SOLAR SONDE | 59.07
65106002 | H.D.W. SOLAR SENSOR | 17.76
65106051 | FAN | 128.51
65106066 | CABLE (DETECTION ELECTRODE) | 4.31
65106157 | LPG BURNER JET FULL KIT | 37.34
65106240 | FAN | 266.28
65106247 | WIRING (P.C.B.-LMU) | 59.42
65106248 | WIRING (P.C.B.) | 85.55
65106291 | TANK | 730.89
65106294 | BURNER 11NP | 54.21
65106295 | COMBUSTION CHAMBER 24/28 FF | 60.46
65106296 | PANEL (COMBUSTION CHAMBER) | 17.52
65106297 | HEAT EXCHANGER (Cu) | 160.42
65106298 | PANELS (KIT) | 32.66
65106301 | COMBUSTION CHAMBER 24/28 FF | 69.88
65106302 | GAS MANIFOLD 11 INJ. D:1.32 | 36.44
65106308 | PIPE (C.H. RETURN - Cu) | 30.19
65106309 | PIPE (C.H. FLOW - Cu) | 27.75
65106398 | PIPE (D.H.W. EXPANSION VESSEL) | 23.51
65106515 | VENTURI 28/30FF | 11.13
65106516 | VENTURI 15/24FF | 11.13
65106544 | FLAME MIRROR | 9
65106640 | ROOM SENSOR L:350mm | 8.9
65106656 | TUBE SENSOR L:300mm | 12.1
65106690-01 | BURNER JET FULL KIT LPG | 71.29
65106695-01 | BURNER JET FULL KIT LPG | 79.8
65106810 | GASKET (FLUE COLLAR) | 3.41
65106852 | DELIVERY PIPE (EXCHANGER) | 39.78
65106889 | RETURN PIPE (ZONE 3) | 61.63
65106892 | P.C.B. (CLIP-IN HI-LO ZONES) | 79.66
65106893 | CLIP-IN COMMUNICATION WIRING | 11.1
65107048 | SPRING FRONT PANEL (KIT) | 10.18
65107058 | BOX (MAIN BOARD) | 16.04
65107059 | COVER (ELECTRIC BOX) | 11.18
65107093 | CASE PANEL (FRONT) | 33.11
65107270 | FAN CABLE | 16.53
65107342 | FLUE GAS SENSOR | 32.16
65107343 | "FILL/DRAIN VALVE 1/2"" GENUS HP 45-65" | 14.09
65107344 | HEAT EXCHANGER (45KW) | 1143.13
65107345 | VENTURI 45Kw | 46.61
65107346 | FAN ASSY 35-45Kw | 394.16
65107347 | HEAT EXCHANGER (65KW) | 1707.79
65107349 | FIXING KIT 65Kw | 37.7
65107351 | DISCHARGE PIPE (CONDENSATE) | 9.89
65107352 | DISCHARGE PIPE (CONDENSATE) | 10.3
65107353 | FLOW CONNECTION | 53.04
65107355 | PIPE (C.H. RETURN) | 122.05
65107356 | PIPE (C.H. RETURN) | 46.59
65107357 | GAS PIPE 45Kw | 64.25
65107360 | CABLE (GAS VALVE) | 39.46
65107361 | EARTH CABLE (SPARK GENERATOR) | 4.92
65107362 | SIDE PANEL (L.H. SIDE HP 45-65) | 62.9
65107364 | O-RING 39.45X1.78 | 2.9
65107365 | EXCHANGER GASKET | 30.42
65107366 | EXCHANGER SUPPORT | 50.33
65107367 | BURNER 45Kw | 98.45
65107368 | BURNER 65KW | 179.46
65107369 | ADAPTER 80/125 | 114.22
65107379 | CLIP | 4.84
65107391 | P.C.B. (MAIN) | 265.25
65107396 | LOWER COVER | 20.51
65107397 | FRONT PANEL | 47.44
65107428 | BIPOLAR SWITCH | 9.06
65107431 | CONTROL PANEL COVER (REAR) | 37.05
65107432 | KNOB (ON/OFF) | 9.65
65107433 | PRINTED CIRCUIT BOARD (DISPLAY) | 331.14
65107439 | DISPLAY CABLE | 11.03
65107476 | PIPE (SILENCER) | 31.45
65107574 | COMPRESSOR CAPACITOR 6,5uF | 22.68
65107589 | MICROSWITCH | 19.97
65107591 | HANDLE | 11.14
65107594 | TUBE SENSOR L:890mm | 20.78
65107606 | EXPANSION VESSEL | 124.31
65107847 | BASE OF CHIMNEY | 1070.33
65107848 | SEALING KIT | 772.99
65107854 | SEALING KIT | 887.63
65107859 | SEALING KIT | 775.92
65107893 | PIPE (C.H. RETURN) | 381.31
65107894 | PIPE (C.H. FLOW) 100KW | 440.29
65107898 | SET PIPE GAS | 122.21
65107905 | SET TUBE FLOW R30/100-120 | 400.34
65107913 | SEALING KIT | 1264.69
65107922 | BURNER JET PILOT | 257.6
65107924 | AIR INLET BOX OPEN WITH FILTER | 940.83
65107955 | SEALING KIT | 1134.66
65107961 | SEALING KIT | 1201.61
65107969 | SEALING KIT | 1950.69
65108039 | SEALING KIT | 631.97
65108053 | UPPER COVER PLATE | 556.57
65108144 | O-RING | 9.08
65108146 | AIR/GAS SPREADER PL. SPRING (10pcs) | 9.6
65108148 | TOP PANEL SEALING RING | 22.34
65108149 | GASKET | 11.39
65108164 | CONTROL PANEL | 396.62
65108169 | ELECTRODE CABLE | 125.35
65108192 | IGNITION CABLE 7X1.5mm2 L:10m PVC | 67
65108195 | VARIATOR OF FREQUENCY ESMD302L4TX | 1560.01
65108197 | INGNITER | 203.53
65108204 | IONIZATION ELECTRODE CABLE | 93.23
65108212 | BRASS NIPPLE R3/4-G1 | 81.59
65108293 | 3-WAY SPRING KIT (D.H.W.) | 86.74
65108432 | HEATING ELEMENT | 51.43
65108434 | P.C.B (MAIN) | 83.31
65108435 | CONNECTIVE INDEX | 29.48
65108436 | CONNECTIVE INDEX WITH SERIAL PORT | 18.88
65108437 | PRINTED CIRCUIT BOARD (DISPLAY) | 60.89
65108439 | SENSOR (HEAT CIRCUIT & EVAPORATOR) | 25.14
65108447 | VOLUTE SHELL EVAPORATOR | 8.41
65108453 | FAN ASSY WITH CABLE | 170.26
65108455 | CABLE SENSOR FOR HEAT CIRCUIT | 6.36
65108458 | CABLE SUPPLY POWER HEATING ELEMENT | 9.21
65108461 | FLANGE SEAL RING | 5.36
65108462 | RUN CONDENSER | 17.76
65108463 | COMPRESSOR | 138.74
65108467 | PLASTIC COVER + SIGNAL LAMP CAP | 9.16
65108481 | P.C.B. | 73.54
65108514 | P.C.B. (MAIN) | 290.27
65108564 | ELECTRONIC THERMOSTAT ECO SLIM | 63.7
65108646 | AIR CLEANER | 13.73
65108842 | PLASTIC COVER + SIGNAL LAMP CAP | 13.98
65108913 | HEATING ELEMENT 1800W 230V | 32.03
65109003 | SAFETY VALVE WITH LEVER (1/2'' 7 BAR) | 23.96
65109110 | OUTSIDE HEAT SENSOR | 42.72
65109138-03 | P.C.B. (MAIN) | 307.4
65109178 | OVERHEAT THERMOSTAT | 16.5
65109219 | EXCHANGER 30 KW | 790.35
65109220 | EXCHANGER 18-24KW | 745.13
65109221 | EXCHANGER 12KW | 620.46
65109280-01 | CABLE (ANODE-PROTECH) | 13.16
65109281 | FLANGE | 61.22
65109298-01 | CABLE (ANODE-PROTECH) | 15.38
65109313-05 | P.C.B. (MAIN) | 279.4
65109341 | COMPRESSOR CAPACITOR 6uF | 18.13
65109345 | FAN | 16.88
65109381 | COMBUSTION CHAMBER27 | 203.4
65109384 | VALVE (SASO 1/2" 10BAR CH.18) | 18.7
65109400 | DHW HEAT EXCHANGER | 169.55
65109401 | DHW HEAT EXCHANGER | 198.97
65109408 | SAFETY VALVE | 85.29
65109422 | PRESSURE/TEMPERATURE GAUGE | 87.21
65109428 | EXCHANGER GASKET | 2.71
65109528 | WATER COLLECTOR HANDLE | 4.65
65109584 | FAN MOTOR | 62.72
65109585 | PUMP 2V CABLE 6M WILO | 20.8
65109619 | WIRING (CONTROL BOARD) | 7.09
65109623 | FLUE (EXHAUST MANIFOLD / HEADER) | 224.16
65109656 | WALL MOUNTED PLATE | 10.74
65109673 | EXCHANGER | 853.5
65109812 | SENSOR FOR HEAT CIRCUIT | 15.85
65109842 | WIRING | 7.25
65109887 | HEATING ELEMENT 2000W 230V | 23.33
65109900 | RELEASE VALVE | 295.26
65109903 | PRESSURE GAUGE (0-10 BAR) | 38.29
65109909 | ANODE + O-RING (PROTECH) | 27
65109916 | SAFETY DEVICE | 105.63
65109968 | UNION + SPRING (COLLECTOR SOLAR SONDE) | 24.8
65110055 | SILICONE PIPE | 11.37
65110064 | TRIM | 22.62
65110066 | SCREW COVER | 5.61
65110067 | AIR GUIDER | 13.23
65110068 | AIR, EVAPORATOR PROBE | 21.34
65110071 | ONE-WAY VALVE | 57.91
65110072 | BACK CASING COVER | 48.44
65110073 | TOP CASING FRONT | 68.57
65110076 | EVAPORATOR | 234.85
65110077 | SOUNDPROOFING COAT | 21.83
65110080 | STEATITE ELEMENT (BIPOWER) | 69.54
65110082 | CABLE (SUPPLY POWER) | 21.25
65110086 | CABLE (EARTH) | 4.04
65110087 | WIRING (ELEMENT) | 12.38
65110088 | COMPRESSOR CABLE | 28.77
65110089 | ANTIJAMMING FILTER | 27.5
65110093 | CLAMP | 40.23
65110095 | FILTER DEHYDRATOR | 15.34
65110096 | COMPRESSOR | 693.92
65110097 | THERMOSTATIC EXPANSION VALVE | 137.2
65110101 | PLASTIC COVER (COMPLETE) | 26.92
65110102 | ANODE PLUG | 12.21
65110103 | TUBE PVC D:21 L:750 | 34.44
65110146 | COVER | 83.05
65110227 | CABLE WITH MOLEX CONNECTOR | 74.46
65110228 | GASKET (44,5X28X2,5) | 10.39
65110230 | PORTELLONE "RED-KAPPA 200/250" COMP | 776.98
65110233 | EATING ELEMENT | 30.52
65110331 | CLIP | 5.22
65110362 | TUBE SENSOR | 28.58
65110421 | VENTURI 15/24FF Metal | 7.65
65110444 | RETURN GROUP 22 X 18 | 68.11
65110445 | STRAIGHT FITTING D18 WITH CAP | 26.45
65110446 | UNION 90░ D18 - D22 | 26.1
65110447 | NUT D18 | 5.33
65110448 | NUT D22 | 6.53
65110449 | SAFETY VALVE | 80.98
65110450 | COMPRESSION RING D18 | 6.27
65110451 | LOCKING RING D22 | 2.17
65110522 | COMPRESSOR CAPACITOR 7uF | 22.39
65110635 | VALVE (3/4 INCH) | 39
65110642 | CIRCULAR THERMOMETER | 5.07
65110723 | HIGH TEMPERATURE GREASE 260░C | 31.04
65110724 | CONNECTION PIPE + O-RING | 30.62
65110725 | ELBOW CONNECTION + O-RING | 22.06
65110726 | T CONNECTION | 28.67
65110727 | DEAERATOR + O-RING | 25.52
65110728 | ELBOW INSULATION | 23.18
65110729 | DEAERATOR INSULATION | 17.21
65110730 | PLUG INSULATION | 11.41
65110731 | COMPENSATOR INSULATION | 16.07
65110732 | T INSULATION | 43.11
65110733 | O-RING 17,2 X 3 (q.4) | 8.46
65110734 | ADHESIVE GASKET (400MM) | 12.12
65110735 | FRAME FIXING KIT | 35.93
65110783 | CABLE CLAMP | 9.79
65110786 | SPRING (PROBE CLAMP) | 12.68
65110789 | BOLT M8X25 (5 PCS) | 12.77
65110790 | BOLT M8X16 (5 PCS) | 10.83
65110793 | NUT M8 (5 PCS) | 9.66
65110795 | CAGE NUT M8 A2 (5 PCS) | 13.65
65110797 | WASHER M8X24X2 (5 PCS) | 9.05
65110798 | FASTENER 50X50 | 7.04
65110805 | PUMP UP 25/120 | 340.4
65110927 | FLOW GROUP | 59.73
65110928 | FLOW GROUP | 108.73
65110929 | MOTOR (3-WAY VALVE) | 95.64
65110976 | THERMOSTAT TBS L:450 | 25.11
65111015 | TUBE SENSOR L:350mm | 9.36
65111063 | SET OF ELECTRODES | 156.27
65111076 | GAS VALVE | 275.32
65111173 | WIRING (FLANGE-MAIN P.C.B.) | 25.16
65111174 | WIRING (FLANGE-MAIN P.C.B.) | 29.93
65111182 | UNIVERSAL REMOTE CONTROLLER | 43.93
65111197 | ANODE (PROTECH) | 21.67
65111312 | CABLE (THERMAL PROTECTION) | 25.92
65111506 | NTC PROBE | 35.7
65111550 | SIGNAL LAMP | 5.35
65111552 | THERMOSTAT | 33.33
65111554 | WIRING | 6.23
65111594 | HEATING ELEMENT (3000W 220-240V) | 30.95
65111604 | DOOR ASSY | 128.16
65111605 | EXCHANGER 18/24KW | 449.96
65111606 | HEAT EXCHANGER (30KW) | 816.9
65111607 | HEAT EXCHANGER (35KW) | 748.82
65111608 | HEAT EXCHANGER (18/24KW) | 590.37
65111609 | SILENCER | 24.98
65111663 | CONNECTORS KIT | 83.73
65111680 | FRONT GRILL | 38.84
65111696 | FRONT GRILL | 38.4
65111723 | FRONT GRILL | 35.27
65111734 | WATER COLLECTOR | 24.39
65111788 | FLANGE GASKET | 3.21
65111789 | FLANGE (5 HOLES) | 6.02
65111882-02 | P.C.B. (DISPLAY) | 91.78
65111883-02 | P.C.B. (DISPLAY) | 62.76
65111885 | SIDE PANELS LEFT + RIGHT | 74.15
65111896 | FRONT CONTROL PANEL COMPLETE | 37.24
65111900 | SIDE PANELS LEFT + RIGHT | 83.99
65111903 | PIPE (C.H. RETURN) | 23.97
65111905 | FACIA | 15.12
65111906 | STRAIGHT FITTING 18 X 3/4" M | 27.8
65111910 | NIPPLE (3/4 M-M) | 20.51
65111911 | SMOOTH TUBE CONNECTOR (3/4" X 22) | 21.45
65111913 | HEATING ELEMENT 2000W 220-240V | 27.9
65111920-01 | UPPER PANEL | 57.1
65111928 | KNOB | 5.34
65111933 | CONNECTOR 2P | 8.6
65111934-01 | CONNECTOR 3P (x5) | 90.2
65112023 | COPPER PIPE (D.H.W. CYLINDER-PUMP GROUP) | 28.1
65112028 | HEAT SENSOR CYLINDER (L=1820) | 26.39
65112029 | EXPANSION VESSEL 16 LT | 112.69
65112031 | PANEL (R.H.SIDE) | 34.41
65112035-03 | P.C.B. (SOLAR MANAGER EVO LOW) | 107.45
65112036 | COLLECTOR SOLAR SONDE (1M) | 30.92
65112037 | PRESSURE GAUGE | 22.06
65112038 | MIXING VALVE | 191.87
65112039 | SUPPORT | 55.83
65112042 | P.C.B. CONNECTOR | 27.6
65112045 | THERMOSTAT (MANUAL RESET) | 9.59
65112046 | SAFETY VALVE (7 BAR) | 95.72
65112047 | DEAERATOR 3/4" M-M | 58.55
65112048 | TAP | 24.94
65112049 | TAP | 29.55
65112051 | CABLE CLAMP (5 PCS) | 7.8
65112054 | CARD FIXING WASHER | 2.15
65112056 | P.C.B. HOLDER | 11.8
65112058 | SOLAR LIQUID CONTAINER | 37.07
65112059 | CABLE (EARTH) | 2.31
65112060 | HEAT SENSOR CYLINDER (L=1000) | 24.92
65112061 | UI COVER | 3.13
65112062 | BUS UI WIRING | 4.5
65112063 | CABLE (EARTH) | 4.33
65112065 | CABLE (OVERHEAT THERMOSTAT) | 11.97
65112066 | WIRING | 16.36
65112068 | FOOT M10X16 (5 PCS) | 15.33
65112069 | WASHER (5 PCS) | 8.6
65112070 | PRESSURE SENSOR | 69.93
65112071 | GASKET 3/4" | 3.47
65112072 | GASKET 1" | 5.49
65112073 | FLOW SENSOR | 63.66
65112082 | TEMPERATURE PROBE (NTC) | 9.53
65112083-08 | SYSTEM INTERFACE | 183.73
65112085 | RETURN GROUP | 240.96
65112086 | AUTO AIR VENT TACO ENER+ | 21.78
65112103-04 | CONTROL BOARD (ZONES-EVO) | 208.61
65112118 | VICE | 13.56
65112137 | FUSE 5X20 RIT.2 A 250V | 2.35
65112214 | MODULATING ROOM SENSOR GAL EVO | 96.1
65112215 | OUTDOOR SENSOR | 17.35
65112219 | ROOM THERMOSTAT ON/OFF GAL EVO | 24.5
65112234 | MAIN CONTROL BOARD + HUMIDITY SENSOR | 79.12
65112329 | FAN | 14.66
65112330 | FAN MOTOR | 55.62
65112483 | DISCHARGE PIPE (CONDENSATE) | 7.41
65112581 | INVERTER BOARD | 295.89
65112735 | P.C.B. (MAIN) | 515.37
65112745 | WATER SAFETY VALVE | 48.63
65112776 | GASKET | 5.06
65112824 | WALL PLATE | 32.45
65112854 | RUBBER STOPPER | 4.3
65112859 | UNIVERSAL CASTOR | 5.84
65112893 | DISPLAY BOARD ASSY | 20.34
65112894 | AIR FILTER | 5.29
65112899 | MAIN CONTROL BOARD + HUMIDITY SENSOR | 48.04
65112920 | WHEEL (UNIVERSAL) | 4.89
65113171 | P.C.B (CLIP-IN) | 32.09
65113214 | BEARING HOLDER | 5.98
65113277 | SAFETY VALVE 3 BAR | 32.51
65113369 | P.C.B. (MAIN) | 204.93
65113403 | EXCHANGER 25KW | 529.8
65113476 | WATER FLOW SWITCH | 183.83
65113479 | PC.B. (EBUS2-RS485) | 64
65113481 | P.C.B. (BACKUP INTERFACE) | 53.76
65113559 | HYDRAULIC SAFETY GROUP 1/2in | 36.57
65113576 | TAP (1Z) | 48.65
65113667 | WATER FILTER | 42.1
65113698 | BAFFLE (1/2" H=72) | 2.63
65113699 | BAFFLE (1/2" H=37) | 5.78
65113700 | BAFFLE (1/2" H=82) | 3.26
65113870 | FAN MOTOR | 83.28
65113947 | HYDROMETER D40 G1/4Z | 17.74
65114037 | BOARD (MULTIFUNCTIONAL CLIP-EVO) | 61.3
65114164 | P.C.B. (BUS-CASCADE INTERFACE) | 49.53
65114187 | TRANSFORMER COFI TRE820P/S | 471.47
65114200 | PRESSURE GAUGE (0-4 BAR) | 10.51
65114206 | GASKET | 1.73
65114208 | EARTH WIRE | 5.78
65114250 | REMOTE CONTROLLER | 58.54
65114261 | FILLING TAP KIT | 20.82
65114262 | HYDRAULIC FITTING 10MM 3/8" | 8.02
65114477 | PANEL (INSULATION - REAR) | 33.24
65114515 | SCREW M6 D12 (KIT-3 pcs) | 15.85
65114653 | T&P VALVE 1/2" 7BAR | 38.34
65114656 | FLANGE SCREW M6X12 | 1.73
65114658 | KNOB (REGULATION) | 3.3
65114661 | FLANGE (4 HOLES) | 2.67
65114663 | HEATING ELEMENT 3000W 220-240V | 33.06
65114705 | FLOAT | 6.38
65114710 | FAN | 18.49
65114712 | MICRO SWITCH | 5.78
65114714 | WHEEL (UNIVERSAL) | 6.02
65114717 | CONDENSER | 41.71
65114721 | INTAKE GRILL WITH AIR FILTER | 19.84
65114722 | PLUG | 3.04
65114723 | HEPA FILTER (ACCESSORY) | 36.56
65114724 | MULTIFUNCTIONAL KIT | 77.57
65114733 | WALL PLATE REMOTE GATEWAY | 4.5
65114891 | THERMOSTAT | 24.14
65114893 | KNOB (REGULATION) | 4.79
65114902 | PLASTIC COVER + SIGNAL LAMP | 9.09
65114908 | THERMOSTAT | 19.4
65114914 | PLASTIC COVER + SIGNAL LAMP | 7.73
65114915 | KIT REMOTE GATEWAY GPRS | 481.15
65114916 | KIT REMOTE GATEWAY WIFI | 244.97
65114917 | BY-PASS | 21.68
65114918-01 | CHECK VALVE CARTRIDGE | 13.18
65114919 | FLOW METER | 9.15
65114920 | PLUG | 4.78
65114921-01 | SENSOR (REED) | 15.31
65114922 | DRAIN COCK | 25.46
65114923 | WATER FILTER | 16.03
65114924 | MOTOR + SPRING 3 WAY VALVE KIT | 75.54
65114926 | CLIP | 3.58
65114927 | CLIP | 3.49
65114928 | EXCHANGER GASKET | 3.13
65114929 | CH ADAPTER 3/4 | 11.16
65114930 | DHW ADAPTER 1/2 | 9.41
65114931 | CLIP D:19 | 2.95
65114932 | CLIP D:12 | 2.95
65114933 | CLIP D:10 | 2.9
65114936 | MOTOR (3-WAY VALVE) | 49.57
65114937 | O-RING 9.9X2.62 | 2.52
65114938 | O-RING 17.13X2.62 | 2.67
65114939 | O-RING 23.47X2.62 | 3.61
65114940 | O-RING 11.91X2.62 | 2.58
65114941 | O-RING 15.88X2.62 | 2.67
65114946-01 | P.C.B. (BACKUP INTERFACE 3P) | 78.52
65114952 | PUMP YONOS PARA 7.0 | 209.9
65115012 | THERMOSTAT | 18.02
65115015 | THERMOSTAT | 18.84
65115016 | THERMOSTAT | 18.83
65115024 | COMPLETE KNOB (REGULATION) | 4.76
65115025 | COMPLETE KNOB (REGULATION) | 6.85
65115070 | P.C.B. (MAIN) | 104.4
65115075 | HEATING ELEMENT 2000W 220-240V | 29.04
65115077 | HEATING ELEMENT 2000W 220-240V | 30.91
65115090 | SCREW COVER | 1.9
65115092 | PLASTIC COVER (COMPLETE) | 3.36
65115100 | PLASTIC COVER + SIGNAL LAMP | 4.26
65115127 | AIR PRESSURE SWITCH, 95/105PA | 42.6
65115129 | WIRED THERMOSTAT | 42.4
65115130 | PLASTIC COVER (COMPLETE) | 8.74
65115132 | CAP (REGULATION) | 2.13
65115133 | SCREW COVER | 1.73
65115134 | THERMOSTAT SUPPORT | 3.38
65115135 | HEATING ELEMENT 3000W 220-240V | 29.62
65115136 | TERMINAL SHIELD (BLACK) | 2.34
65115137 | WIRED THERMOSTAT | 60.58
65115138 | HEATING ELEMENT 2000W 220-240V | 23.76
65115140 | WIRED THERMOSTAT | 98.14
65115141 | HEATING ELEMENT 3000W 220-240V | 31.63
65115142 | HEATING ELEMENT 2000W 220-240V | 29.79
65115143 | WIRED THERMOSTAT | 53.05
65115147 | FLANGE GASKET | 2.46
65115151 | EXCHANGER 30KW | 330.23
65115165 | WIRING (CONTROL BOARD) | 6.81
65115170 | PLASTIC COVER | 6.6
65115171 | KEYBOARD | 7.15
65115193 | SEAL WASHER 3/4" EPDM, CH & DHW fitting | 3.8
65115235 | PUMP NEW HYBRID | 219.32
65115286 | WIRING (CONTROL BOARD) | 4.48
65115308 | SIGNAL LAMP CAP | 1.73
65115359 | FLANGE (4 HOLES) | 2.25
65115366 | PHOTOCELL KLC 2002 | 130.97
65115451 | POWER CLIP-IN WIRING + PVC SHEATH | 7.07
65115455 | HEATING ELEMENT 2000W 220-240V | 30.25
65115456 | ELECTRONIC THERMOSTAT | 73.13
65115457 | HEATING ELEMENT 2000W 220-240V | 32.17
65115492 | 12KW THREE-PH. FUNC/SAF HEATING ELEMENT | 554.65
65115507 | REPLACEMENT FOR NEXUS ACTUATOR | 124.19
65115546 | T&P VALVE | 121.24
65115551 | CABLE (PUMP) | 14.82
65115552 | CABLE PWM PUMP | 17.67
65115671 | HEATING ELEMENT 2500W 220-240V | 25.76
65115672 | HEATING ELEMENT 2500W 220-240V | 31.72
65115763 | PIPE (C.H. FLOW - Cu) | 21.96
65115776-04 | P.C.B. (DISPLAY) | 48.63
65115788 | PUMP CABLE SE | 22.08
65115789 | WIRING (NTC PROB.-FUMES THERM.-MODULAT.) | 23.42
65115791-01 | SPARK GENERATOR | 20.54
65115792 | LOW PRESSURE SWITCH | 34.41
65115793 | PRESSURE SWITCH (PROPORTIONAL) | 20.41
65115797 | HYDRAULIC GROUP SUPPORT | 18.97
65115802 | ELECTRODE (IGNITION/IONIZATION) | 26.46
65115809 | SUPPORT (PRESSURE GAUGE) | 8.96
65115810 | SIDE COVER SUPPORT | 14.17
65115811 | SIDE COVER SUPPORT | 14.04
65115812 | SUPPORT (AIR PRESSURE SWITCH) | 9.03
65115827 | ELECTRONIC THERMOSTAT | 41.47
65115842 | HEATING ELEMENT 1200W 220-240V | 31.21
65115846 | THERMOSTAT | 23.61
65115850 | HEATING ELEMENT 3000W 220-240V | 30.35
65115851 | TERMINAL SHIELD (BLACK) | 2.21
65115904 | CABLE (COMPLETE) | 401.72
65115908 | HEATING ELEMENT 1500W 230V | 35.49
65115909 | HEATING ELEMENT 1500W 230V | 34.31
65115933 | FLOW GROUP | 40.02
65115954-01 | P.C.B. (INVERTER) + CONTROL BOARD | 863.65
65115989 | PROBE CLIP | 2.35
65115995 | CLIP INOX DN 20 (2 PCS) | 13.44
65115996 | CONDENSATE TRAY | 37.43
65115997 | P.C.B. (DISPLAY) | 30.04
65116001 | MAIN CONTROL BOARD + HUMIDITY SENSOR | 51.18
65116047 | PANEL (INSULATION - REAR) | 37.73
65116057-01 | WATER FLOWMETER DN20 | 96.1
65116058 | CIRCULATION PUMP | 247.1
65116082 | WALL PLATE | 8.08
65116083 | COVER (AR) | 17.83
65116115 | FLANGE GASKET | 6.54
65116144 | ANODE D:33 L:650 M8X12 WITH PLUG | 63.28
65116204 | TAP 1/2 M EXOGEL KIT | 25.4
65116205 | HYDRAULIC FITTING BRASS CROSS EXOGEL | 20.32
65116206 | NIPPLE 1/2 EXOGEL KIT ARIANEXT | 9.2
65116212 | DISPLAY LABEL (ADHESIVE) | 44.3
65116233 | PLUG | 22.79
65116249 | P.C.B. (MAIN) | 44.16
65116291 | FEMALE PLUG BRASS 3/4 " | 7.3
65116293 | T HYDRAULIC FITTING 1" | 26.93
65116314 | SANITARY HEAT EXCHANGER (12 P.) | 57.57
65116350 | SILICONE GREASE 80ML | 92.1
65116352 | FLUE BRACKET | 35.56
65116357 | CONTROL BOARD | 44.53
65116358 | CONTROL BOARD | 36.51
65116359 | CONTROL BOARD | 51.21
65116392 | AUTO AIR VENT PANASONIC | 26.79
65116403 | CONFECTION DIELECTRIC JOINTS 1/2 (2PCS) | 6.31
65116413 | COMMUNICATION BOARD | 139.82
65116436 | HEATING ELEMENT 1800W 220-240V | 31.98
65116482 | FITTINGS FOR GAS CONNECTIONS | 22.65
65116512 | INSULATION (FRONT PANEL) | 31.04
65116514 | BURNER 24KW | 40.05
65116515 | DOOR ASSY | 73.58
65116517 | CLIP | 2.95
65116519 | FLEXIBLE PIPE | 10.6
65116521 | BURNER GASKET | 7.04
65116524 | VENTURI | 29.8
65116525 | GAS DIAPHRAGM D:5.6 mm | 13.55
65116526-01 | SILENCER 24-30 KW | 26.61
65116527 | GAS PIPE 24KW | 27.72
65116528 | DRAIN SCREW | 6.27
65116529 | CLIP | 2.61
65116530 | FAN GASKET | 3.98
65116531 | CASE COVER ASSY | 31.49
65116533 | CASE PANEL (FRONT) | 194.08
65116534 | 8L EXPANSION VESSEL SUPPORT BRACKETS | 10.83
65116535 | BOTTOM COVER 18-24 KW | 32.08
65116537 | SANITARY HEAT EXCHANGER (16 P.) | 47.97
65116542 | PIPE (EXPANSION VESSEL) | 17.12
65116543 | PIPE (C.H. RETURN) | 18.99
65116544 | CONTROL PANEL COVER (FRONT) | 21.81
65116545-05 | P.C.B. (MAIN) | 239.85
65116547 | CONTROL PANEL COVER (REAR) | 17.35
65116556-03 | IGNITION AND DETECTION ELECTRODE | 30.52
65116557 | GAS VALVE | 56.96
65116561 | BURNER 30kW | 41.16
65116562 | GAS DIAPHRAGM D: 6.0 mm | 9.82
65116563 | GAS PIPE 30KW | 23.22
65116564 | CASE COVER ASSY | 29.51
65116566 | BOTTOM COVER 30-35 KW | 30.49
65116568 | CASE PANEL (FRONT) | 43.9
65116569 | PIPE (C.H. FLOW) 30KW | 21.08
65116573 | BURNER 35KW | 41.53
65116575 | GAS DIAPHRAGM D:6.3 mm | 13.56
65116576-01 | SILENCER 35 KW | 27.25
65116577 | GAS PIPE 35KW | 22.53
65116578 | PIPE (C.H. FLOW) 35KW | 20.73
65116579 | CABLE (FAN) | 20.36
65116580 | GAS VALVE CABLE | 19.41
65116581 | PUMP ASKOLL MODCABLE | 19
65116583 | CABLE (IGNITION ELECTRODE) | 16.6
65116585-06 | P.C.B. (MAIN) | 186.26
65116586 | CONTROL PANEL COVER (REAR) | 16.62
65116587 | CONTROL PANEL | 38.77
65116588 | P.C.B (CLIP-IN) | 24.74
65116589 | 3-WAY VALVE CABLE | 19.72
65116592 | CLIP-IN WIRING | 15.69
65116594 | EARTH WIRE | 15.13
65116596 | BURNER 24KW | 36.89
65116598 | SILENCER | 18.05
65116599 | GAS PIPE 24KW | 22.02
65116601 | BOTTOM COVER 18-24 KW | 59.35
65116603 | BURNER 30kW | 39.51
65116604 | BURNER 35KW | 40.57
65116607 | GAS PIPE 30KW | 20.2
65116608 | GAS PIPE 35KW | 20.3
65116610 | BOTTOM COVER 30-35 KW | 26.77
65116624 | WIRING LOV TERMINAL BLOCK 16POLES PCM3.2 | 55.16
65116684-03 | P.C.B. (MAIN) | 197.68
65116686 | PUSH BUTTON | 10.62
65116688 | CASE PANEL (FRONT) | 41.34
65116689 | GAS PIPE 24KW | 27.2
65116690 | GAS PIPE 30KW | 25.68
65116694 | NTC CABLE | 20.28
65116695-01 | EXCHANGER 24KW | 324.98
65116696-01 | EXCHANGER 30KW | 355.04
65116697-01 | EXCHANGER 35KW | 359.67
65116700 | ROOM SENSOR CUBE S NET KIT | 393.87
65116717 | NTC CABLE | 19.84
65116718-02 | ROOM SENSOR CUBE KIT | 154.85
65116725 | KIT MULTI-ZONE RF 6 OUTPUTS | 251.1
65116726 | KIT MULTI-ZONE RF 2 OUTPUTS | 97.99
65116727-02 | 2-ZONE SYSTEM MANAGEM.MODULE WITH WIRES | 77.57
65116728-01 | WIRELESS EXTERNAL SENSOR | 91.62
65116729 | WIRELESS - ANALOGIC GATEWAY | 91.86
65116732 | WALL PLATE (WHITE) | 6.15
65116733 | STELVIO CONNECTOR CPF 5/2 NE (SE) | 3.06
65116748 | P.C.B. (MAIN) | 186.26
65116765 | CIRCULATION PUMP PARA RS 7 IPMW1-130 | 391.15
65116780-05 | P.C.B. (ENERGY MANAGER) | 175.25
65116806 | CAPS LOW | 13.52
65116816-01 | SILENCER 12 KW | 26.96
65116833 | RETURN GROUP | 65.88
65116836 | RIDUCTORS (KIT) | 20.6
65116846 | #-RING 18X2.8 | 2.06
65116866 | REMOCON-NET B | 77.97
65116869 | PLATE WIRE BOX 18-24KW | 68.14
65116870 | PLATE WIRE BOX 30-35KW | 32.93
65116871 | CONTROL PANEL | 33.13
65116872 | PRESSURE GAUGE | 20.31
65116873 | CONTROL PANEL | 41.16
65116874 | CONTROL PANEL | 36.09
65116875-01 | TIMECLOCK | 201.33
65116876 | CABLE (TIME CLOCK) | 17.06
65116889 | RETURN GROUP | 40.35
65116890 | NTC CABLE | 17.42
65116891 | GAS DIAPHRAGM G31 LPG D:4.0 mm | 2.68
65116908-03 | PUMP 5M PWM TACO | 252.32
65116924 | GASKET (BURNER) | 22.18
65117054 | AUTO AIR VENT | 29.5
65117064 | WALL BASE | 21.74
65117065 | WALL PLATE 503 BLACK AME | 7.64
65117066 | BATTERY (LITHIUM) | 32.98
65117067 | CONN. METZ 2P PLUGABLE TERMINAL BLOCK | 13.7
65117069 | PUMP CABLE HE | 20.43
65117071 | THERMOSTAT | 24.36
65117073 | THERMOSTAT | 25.94
65117075 | BURNER JET FULL KIT LPG G30/G31 12-38KW | 21.07
65117078-01 | CONNECTION Y +TUBES | 21.09
65117089 | BY-PASS VALVE | 29.1
65117092 | PLASTIC PIPE CONDENSATE DRAIN | 9.64
65117094 | AIR PRESSURE SWITCH TYPE 605 30/20PA | 23.27
65117100 | BURNER JET FULL NG KIT G130 | 85.17
65117139 | METAL CAP D.240 | 20.7
65117145 | COPPER PIPE HYDRAULIC SEPARATOR | 121.18
65117179 | BURNER JET FULL KIT NG G25/G230 | 39.08
65117304 | SIDE PANELS LEFT + RIGHT | 55.78
65117306 | SIDE PANELS LEFT + RIGHT | 62.04
65117307 | SIDE PANELS LEFT + RIGHT | 64.01
65117313-02 | KIT THERMOREGULATION | 164.36
65117318 | SHEATH | 25.83
65117360 | P.C.B. (MAIN) | 247.42
65117381-03 | IGNITION ELECTRODE | 47.58
65117391 | CONDENSATE DRAIN TRAP | 13.51
65117398 | PIPE (C.H. FLOW) 24KW | 23.8
65117403 | SILENCER | 14.57
65117427 | FAN GASKET | 15.98
65117428 | FAN GASKET | 15.84
65117429 | DUCT FIRST SECTION | 31.87
65117472 | CONTROL PANEL | 35.97
65117475 | CONTROL PANEL | 50.19
65117577 | CONTROL PANEL COVER (REAR) | 14.79
65117582 | GAS VALVE CABLE SIT | 20.35
65117592 | WATER TAP M1" F1" | 30.89
65117607 | SET DIAPHRAGM AIR CCS 25 KW | 21.2
65117608 | SET DIAPHRAGM AIR CCS 30 KW | 27.03
65117609 | SET DIAPHRAGM AIR CCS 35 KW | 5.19
65117618 | GAS VALVE SIT 845 SIGMA | 73.74
65117621 | PIPE (C.H. RETURN) | 22.52
65117622 | 3-WAY VALVE CABLE | 12.49
65117623 | BURNER 14NP | 90.29
65117625 | PIPE | 35.49
65117627 | FLUE HOOD 24 CF | 34.74
65117628 | FLUE HOOD 24 CF VMC | 41.48
65117631 | COMBUSTION CHAMBER | 32
65117632 | PANEL (COMBUSTION CHAMBER) | 24.64
65117633 | PANELS (KIT) | 24.2
65117642 | OR 13,94+2,62 NBR 70 | 4.42
65117655 | RESTRICTOR D: 5.9 | 2.72
65117656 | NTC - PRES SWITCH CABLE | 23.39
65117699 | FRONT CONTROL PANEL COMPLETE | 35.04
65117743 | PILOT LIGHT | 2.99
65117744 | SPRING | 2.04
65117748 | FRONT CONTROL PANEL COMPLETE | 11.74
65117750 | CONTROL PANEL COVER (FRONT) | 10.67
65117751 | GAS VALVE CABLE | 13.42
65117752 | VALVE FILLING WIRING | 12.12
65117754 | WIRING CLIP-IN (POWER SUPPLY) | 6.91
65117755 | CABLE (COMMUNICATION CLIP-IN) | 7.97
65117756 | DISPLAY WIRING | 8.47
65117759 | NTC CABLE | 11.51
65117761-01 | CABLE (FAN) | 12.88
65117764 | PUMP ASKOLL MODCABLE | 12.32
65117766 | 3-WAY VALVE CABLE | 12.99
65117780 | PIPE (C.H. FLOW) 35KW | 20.25
65117793 | PIPE (C.H. RETURN) | 30.2
65117796 | PIPE (C.H. FLOW) | 20.13
65117799 | GAS TUBE | 21.69
65117802 | FLEXIBLE PIPE | 14.56
65117808 | MAGNET | 15.06
65117810 | FLANGE (COMPLETE) | 44.48
65117840 | ANODE D:21,3 L:290 M5 | 13.7
65117924 | COVER (GAS VALVE KNOB) | 5.03
65117936 | FEMALE CAP 1 IN | 9.8
65117940 | RETURN PIPE HEAT PUMP | 43.04
65117942 | FLOW PIPE Z1 | 65.34
65117952 | FLOW GROUP | 38.57
65117954 | RETURN GROUP | 61.78
65117955 | RETURN GROUP | 97.93
65117960-01 | AUTOMATIC FILLING TAP | 43.67
65117972 | SCREWS AND PLASTIC DOWELS | 3.18
65117984 | PLASTIC COVER | 10.7
65117991 | THERMOSTAT (SAFETY) | 22.68
65117995 | CONTROL PANEL | 8.48
65117998 | WIRING (CONTROL BOARD) | 5.72
65117999 | PLASTIC COVER | 6.79
65118084 | CONTROL PANEL (COMPLETE) | 50.8
65118085 | WIRING (CONTROL BOARD) | 6.12
65118102 | COMPLETE WIRING (ELECTRIC PANEL) | 202.45
65118103 | WIRING | 255.11
65118104 | WIRING | 590.1
65118105 | LOW VOLTAGE WIRING | 195.72
65118107 | MAIN BURNER | 51.36
65118164-01 | VENTURI 30KW D:6.2mm (63) | 19.32
65118165-01 | VENTURI 35KW D:6.7mm (67) | 19.99
65118169-02 | BOARD EBUS2 DECOUPLER | 61.11
65118223 | WIRING PUMP YONOS PARA | 13.92
65118269 | 3D LOGO ELCO | 11.65
65118342 | KNOB (REGULATION) | 1.94
65118345 | HEATING TANK | 8.92
65118354 | LED P.C.B. | 7.08
65118356 | HEATING ELEMENT 9.5KW 240V | 24.24
65118472 | PRESSURE SENSOR 0.4b | 30.12
65118608 | BURNER CERAMAT 30KW | 91.64
65118629 | SAFETY VALVE 3/4" M/F 5,5 BAR | 21.36
65118634 | DIELECTRIC FITTINGS 3/4" | 14.44
65118637 | SEAL FLUE GAS COND. TRAY TR-XL 150-200KW | 9.3
65118638 | SEAL FLUE GAS COND. TRAY TR-XL 250-300 | 16.44
65118639 | SEAL FLUE GAS COND. TRAY TR-XL 400-->570 | 17.5
65118640 | GASKET FLUE GAS VALVE TRAY TR-XL 150-200 | 16.3
65118641 | GASKET FLUE GAS VALVE TRAY TR-XL 250-300 | 20.1
65118642 | GASKET FLUE GAS VALVE TR-XL 400-->570 KW | 8.92
65118686 | O-RING 41.6X2.4 | 3.05
65118696 | ULTRASONIC TORPEDO ASSEMBLY | 14.19
65119088 | KIT ELECTRODE (NOX) | 25.61
65119089 | KIT ELECTRODE (NIAGARA NOX) | 29.16
65119093 | FLOW SWITCH | 144.4
65119327 | SFT OFT GAS TRANSF LPG TO NG 11L LNX | 41.6
65119328 | SFT OFT GAS TRANSF NG TO LPG 11L LNX | 39.56
65119329 | SFT OFT GAS TRANSF LPG TO NG 14/16L LNX | 55.06
65119330 | SFT OFT GAS TRANSF NG TO LPG 14/16L LNX | 51.02
65119354 | GAS SERVICE TAP GASKET | 3.63
65119372 | 3-WAY VALVE CABLE | 18.35
65119373 | CABLE (SUPPLY CLIP-IN)+PVC SHEAT | 12.83
65119374 | CABLE (SUPPLY CLIP-IN)+PVC SHEAT | 8.86
65119376 | CASE PANEL (FRONT) | 80.27
65119378 | HEATING RETURN TUBE | 29.65
65119394 | WIRING (GAS VALVE) | 47.99
65119422 | BURNER JET FULL KIT NG G20 | 5.03
65119428 | REGULAR BOX | 9.65
65119438 | PLASTIC BOX PCB - UPPER PART | 15.16
65119440 | HYDRAULIC GROUP SUPPORT | 7.02
65119445 | P.C.B. (SCHEDA CLIP-IN HIGHT VOLTAGE) | 33.84
65119492 | PUMP 25/75 130 (SOLAR) | 442.07
65119601 | THERMAL PROTECTION 120░ | 7.53
65119608 | MUFFLER | 21.9
65119623 | PLASTIC COVER | 8.78
65119624 | T&P VALVE INSULATION (KIT) | 18.02
65119625 | HEATING ELEMENT 3000W 240V | 30.9
65119626 | FLANGE GASKET | 8.86
65119632 | CONTROL BOARD | 31.88
65119633 | CONTROL BOARD | 35.71
65119634 | CONTROL BOARD | 31.88
65119635 | CONTROL BOARD | 35.71
65119636 | FLANGE GASKET | 9.15
65119638 | HEATING ELEMENT 3000W 240V | 41.08
65119639 | HEATING ELEMENT 3000W 240V | 42.28
65119642 | CONTROL PANEL COVER (FRONT) | 20.84
65119643 | CONTROL PANEL COVER (REAR - SUPERIOR) | 17.56
65119656-01 | PUMP MOTOR UPMO 60PH | 303.93
65119659 | WATER TANK | 19.79
65119661 | DISPLAY BOARD ASSY | 22.58
65119667 | MICRO SWITCH | 21.01
65119677 | WATER DRAIN STOPPER | 3.32
65119678 | INTAKE GRILL | 10.93
65119685 | FAN MOTOR | 66.65
65119688 | WHEEL (UNIVERSAL) | 6.28
65119689 | TUBE SENSOR L=700mm | 7.32
65119690 | COMPRESSOR | 278.96
65119691 | EVAPORATOR | 72.59
65119692 | DISPLAY BOARD ASSY | 25.54
65119701 | THERMOSTAT | 24.36
65119712 | KIT (GRAPH.GASKET BOTTOM 2 LARGE+OR) IP | 32.16
65119725 | HANDLE | 7.62
65119726 | DIVERTER VALVE MOTORIZED HEAD | 122.95
65119727 | 3-WAY VALVE (BODY) | 126.75
65119728 | SUBSTITUTION KIT 3-W VALVE | 198.69
65119728-01 | SUBSTITUTION KIT 3-W VALVE | 177.04
65119734 | HYDRAULIC KIT ASSEMBLY DRAIN PAN | 34.05
65119736 | CONTROL PANEL COVER LOWER PART | 15.84
65119737 | CONTROL PANEL COVER UPPER PART | 17.49
65119738-01 | PLATE WIRE BOX 30-35-38KW | 27.37
65119742-01 | PLATE WIRE BOX 18-24 KW | 27.43
65119743-01 | PLATE WIRE BOX 30-35 KW | 29.08
65119768-01 | BOTTOM COVER 18-24 KW | 25.68
65119770-01 | RETURN GROUP GF150 | 86.83
65119771 | FILLING TAP KIT | 25.34
65119772-01 | RETURN GROUP | 73.71
65119773-01 | BOTTOM COVER 30-35 KW | 29.23
65119783 | SPLASH PREVENTER | 14.41
65119784 | IMMERSION HEATER 3000W | 163.24
65119785 | HEATING ELEMENT (2500W) + ANODE (2 DUCT) | 50.47
65119786 | KNOB (REGULATION) | 3.43
65119788 | PLASTIC COVER (COMPLETE) | 9.36
65119811-01 | CONTROL BOARD | 37.07
65119812-01 | CONTROL BOARD | 37.07
65119835-01 | BOTTOM COVER 18-24 KW | 24.08
65119836-01 | BOTTOM COVER 30-35 KW | 27.45
65119837 | PLASTIC COVER (COMPLETE) | 15.79
65119839 | WIRED THERMOSTAT | 36.77
65119847 | HEATING ELEMENT 1500W 230V | 98
65119865-01 | PLATE WIRE BOX 30-35KW | 27.45
65119922 | GASKET (GAS MANIFOLD-UP/BOTTOM) | 1.73
65119924 | GASKET (COMB.CHAMB.-UP/BOTTOM) | 1.73
65119925 | GASKET (HEAT EXCHANG.UP/BOTTOM) | 1.73
65119926 | GASKET (HEAT EXCHANG.R.H./L.H.SIDE) | 1.73
65119953 | THERMOCOUPLE ALU L1000 TYPE A | 14.13
65119965 | CONNECTION WIRING (INVERTER - TDM) | 21.92
65119966 | HEATING ELEMENT 1200W 220-240V | 34.46
65119978 | FAN MOTOR | 141.48
65119997 | P.C.B. (MAIN) + P.C.B. (DISPLAY) | 316.77
65120041 | PLASTIC COVER + SIGNAL LAMP | 22.71
65120065-01 | CONTROL BOARD | 37.07
65120066-01 | CONTROL BOARD | 37.07
65120067-01 | CONTROL BOARD | 37.07
65120068-01 | CONTROL BOARD | 37.07
65120088 | PIPE (C.H. FLOW) 24KW | 23.12
65120089 | PIPE (C.H. FLOW) 30KW | 23.61
65120090 | PIPE (C.H. FLOW) 35KW | 23.22
65120091 | AIR VENT | 26.31
65120134 | KIT ADJ THERMOSTATIC VALVE G3/4 in | 141.13
65120135 | KIT ADJ THERMOSTATIC VALVE G1/2 in | 135.72
65120137 | RETURN GROUP | 71.61
65120138-01 | REPLACEMENT HYDRAULIC KIT | 53.7
65120165 | CONTROL PANEL | 88.65
65120170 | CONTROL PANEL | 85.42
65120191 | NIPPLES OT M-M G3/4 - G1/2 | 13.04
65120195 | CASE | 121.9
65120198 | THERMOSTAT 63-48░C | 13.79
65120199 | THERMOSTAT 39-25░C | 13.79
65120204 | GAS TAP | 29.94
65120265 | PRINTED LABEL DISPLAY CARES EXT-ENX | 18.46
65120270 | COMPLETE ISOLATION | 997.6
65120329 | FAN MOTOR | 416.37
65120331 | P.C.B. (MAIN) | 230.47
65120336 | CONDENSATE TRAY | 59.38
65120338 | DIGITAL THERMOSTAT | 73.32
65120339 | MANUAL THERMOSTAT | 39.31
65120340 | CONDENSATE TRAY | 383.21
65120343 | FAN MOTOR | 519.81
65120345 | CONDENSATE TRAY | 137.8
65120351 | WIRING HV COMPONENT HP EVO 85-100 | 39.23
65120380 | WALL PLATE | 17.36
65120414 | GASKET NF 23.8-18.2-2 | 2.53
65120421 | REMOTE CONTROLLER | 44.46
65120435-03 | REMOCON PLUS 2.0 | 237.68
65120444 | CONTROL PANEL HINGE | 11.67
65120445-01 | CONTROL PANEL | 61.6
65120476 | TAPS COVER GREY | 85.43
65120485 | FAN 755mm | 91.24
65120505 | 4-WAY VALVE (KIT) | 287.59
65120515 | SENSOR T5 L:10000mm | 73.7
65120517 | PUMP CME5-2 | 6082.44
65120518 | FLEXIBLE COUPLING D:60.3mm | 41.55
65120521 | P.C.B. (MAIN) | 301.96
65120526 | P.C.B. (MAIN) | 318.12
65120553 | FLEXIBLE COUPLING D:60.3mm X 48.3mm | 58.8
65120555 | FRONT PANEL | 1529.5
65120579 | AIR GUIDER SET | 8.69
65120587 | P.C.B. (MAIN) | 287.62
65120600 | INVERTER BOARD (COMPRESSOR) | 4368
65120603 | P.C.B. (MAIN) | 321.33
65120607 | REMOTE CONTROLLER | 22.49
65120609 | CONTROL PANEL | 29.7
65120610 | THERMOSTAT | 22.88
65120611 | THERMOSTAT | 23.08
65120638 | INVERTER BOARD | 29.78
65120645 | FLEXIBLE PIPE | 24.06
65120647 | AIR EXHAUST ACCESSORY | 14.82
65120648 | AIR EXHAUST ACCESSORY | 15.91
65120649 | REMOTE CONTROLLER | 21.85
65120663 | EXCHANGER 18/24KW | 367.83
65120669 | MAIN EXCHANGER (30 KW) | 443.55
65120671 | P.C.B. (MAIN) | 38.27
65120672 | COMPRESSOR CAPACITOR 35uF | 26.6
65120674 | FAN MOTOR | 119.11
65120686 | COMPLETE FLANGE 1,5 KW 230V (HE2) | 29.28
65120701 | EXPANSION VESSEL (D.H.W.) | 148.85
65120719 | FITTING PART (PIPE/PANEL) | 5.47
65120722 | INDOOR AIR INLET GRILLE | 7.5
65120723 | COMPRESSOR CAPACITOR 30uF | 28.22
65120725 | CONNECTOR FOR WATERING | 2.15
65120756 | DIELECTRIC JOINT 3/4 | 10.62
65120765 | CONDENSATE TRAP | 10.66
65120778-01 | CONTROL BOARD | 52.2
65120779-01 | CONTROL BOARD | 52.2
65120780-01 | CONTROL BOARD | 52.2
65120781-01 | CONTROL BOARD | 52.2
65120792 | PIPE GASKET | 2.24
65120793 | 4-WAY VALVE COIL | 17.25
65120794-01 | P.C.B. (INVERTER) | 506.69
65120795-01 | P.C.B. (INVERTER) | 506.69
65120796-01 | P.C.B. (INVERTER) | 535.92
65120797-01 | P.C.B. (INVERTER) | 999.04
65120798 | P.C.B. (INVERTER) | 803.77
65120799 | P.C.B. (INVERTER) | 803.77
65120800-01 | P.C.B. (INVERTER) | 1034.71
65120801-01 | P.C.B. (INVERTER) | 1034.82
65120804 | GAS VALVE | 100.67
65120806-01 | P.C.B. (DISPLAY) | 181.71
65120807-03 | P.C.B. (MAIN) | 188.29
65120808 | CABLE CLAMP | 1.92
65120809 | CONTROL PANEL COVER LOWER PART | 16.6
65120810 | CONTROL PANEL COVER (REAR - SUPERIOR) | 7.52
65120811 | NTC CABLE | 8.31
65120812 | PUMP CABLE | 13.42
65120813 | GAS VALVE CABLE | 9.01
65120816 | BURNER 24KW | 40.91
65120819 | DOOR ASSY | 68.44
65120820 | INSULATION (FRONT PANEL) | 32.4
65120824 | BURNER 30kW | 44.13
65120825 | VENTURI 30KW 16-2 CART28 | 31.54
65120828 | BURNER 35KW | 38.62
65120830-01 | P.C.B. (DISPLAY) | 142.07
65120831 | MECHANICAL TIMER 3V DC | 98.34
65120834 | FLANGE (GAS OUTLET) | 12.6
65120839 | WIRING THERMOSTAT | 28.35
65120845 | GROMMET D.18 | 2.55
65120846 | SUPPORT FOR SENSYS | 18.65
65120847 | ELECTRIC BOX COVER | 34.78
65120848 | HEATING EXP.VESSEL 12L | 79.91
65120849 | FITTING EXPANSION VESSEL | 27.05
65120850 | DEAERATOR 3/8M | 15.74
65120852 | PIPE (C.H. FLOW) | 43
65120853 | CLIP D.28.8 | 6.33
65120855 | FLEXIBLE PIPE DN8 620MM | 17
65120856 | PIPE FLOWMETER-PUMP | 25.8
65120860 | DEAERATOR | 15.79
65120861 | SAFETY VALVE 3BAR | 9.74
65120862 | MAGNETIC FILTER | 126.3
65120864 | DRAIN PIPE D.25X1500MM | 11.7
65120865 | QUICK COUPLING 1IN | 18.26
65120870 | COVER | 28.06
65120873 | RETURN PIPE | 38.6
65120874 | FLOW PIPE | 42
65120892 | BOILER FS 180L | 1450.96
65120893 | PIPE D.25 X 400MM | 7.85
65120895 | WIRING ANODE | 15.1
65120896 | TEMPERATURE PROBE (D.H.W.) | 13.89
65120897 | FLEXIBLE PIPE TANK | 32.99
65120898 | RETURN PIPE (TANK) | 42.86
65120899 | FLOW PIPE (TANK) | 36.39
65120908 | PROBE TR | 17.36
65120909 | FLOW PIPE | 29.8
65120918 | POWER SUPPLY CABLE MAIN | 58.02
65120920 | PUMP CABLE | 15.7
65120921 | WIRING TB 230V | 42.73
65120923 | WIRING MODBUS TB | 16.9
65120924 | WIRING EM-BI | 8.75
65120928 | WIRING STT TB | 15.9
65120929 | CABLE BUS TDM-EM | 6.4
65120930 | CABLE TR PROBE | 20.8
65120931 | COVER | 9.63
65120946 | PUMP PARA 15-130/7-50/SC-3 | 269.15
65120947 | PUMP PARA 15-130/8-75/SC-9 | 278.02
65120948 | PUMP PARA 25-130/7-50/SC-6 | 287.16
65120949 | PUMP PARA 25-180/9-87/SC-9 | 359.08
65120950 | PUMP PARA HU25/7-50/SC-12 | 285.22
65120951 | PUMP HEAD PARA MS/7-50/SC-6 | 266.61
65120952 | PUMP PARA MTSL/7-50/SC-12 | 283
65120953 | PUMP PARA NFHUL/7-50/SC-9 | 285.22
65120954 | PUMP PARA NFSL/7-50/SC-12 | 276.35
65120955 | PUMP PARA NFSL/8-75/SC-12 | 328.45
65120956 | PUMP PARA RS KU/7-50/SC-3 | 303.41
65120957 | PUMP PARA RSB/7-50/SC-3 | 307.62
65120958 | PUMP PARA RSL KU/7-50/SC-3 | 294.24
65120959 | PUMP PARA RSL KU/8-75/SC-12 | 297.08
65120960 | KIT (PILOT BURNER) | 44.22
65121004 | GAS BURNER JET FULL KIT G25 | 10.32
65121005 | GAS BURNER JET FULL KIT G31 | 12.06
65121008 | FILTER | 8.7
65121009 | CLIP MAGNETIC FILTER | 5.3
65121043 | ANODE | 18.54
65121047 | MAIN CONTROL BOARD + HUMIDITY SENSOR | 47.39
65121048 | MAIN CONTROL BOARD + HUMIDITY SENSOR | 47.39
65121049 | MAIN CONTROL BOARD + HUMIDITY SENSOR | 51.87
65121050 | MAIN CONTROL BOARD + HUMIDITY SENSOR | 52.04
65121053 | RETURN PIPE HHP | 40.2
65121061 | MEMBRANE SINGLE | 3.14
65121062 | MEMBRANE DOUBLE | 4.48
65121063 | GASKET LIGHTBOX | 15.6
65121064 | POWER SUPPLY CABLE LB | 13.1
65121065 | WIRING RIGHT TB | 38.64
65121067 | WIRING VERT TB | 29.67
65121071 | KIT (GAS VALVE DIAPHRAGMS) | 36.32
65121072 | EXTERNAL COVERING LB | 43.68
65121074 | FRONT GRILL | 31.11
65121079 | INVERTER CONTROL BOARD | 259.78
65121081 | WIRING MICRO SWITCH | 19.11
65121083 | WIRING MICRO SWITCH | 34.2
65121084-01 | P.C.B. (TDM) | 156.2
65121088 | GASKET (EXHAUST FUMES HEAT EXCHANGER) | 7.21
65121089 | PRESSURE GAUGE | 32.13
65121090 | PRESSURE GAUGE | 36.96
65121097 | CONTROL PANEL COVER (FRONT) | 24.95
65121104 | PIPE (C.H. FLOW) | 36.37
65121115 | DISCHARGE VALVE | 51.95
65121125 | WATER TAP BALL VALVE LEVER M/F 3/4 | 38.64
65121144 | THERMOSTAT | 18.03
65121145 | THERMOSTAT | 17.4
65121146 | CONTROL PANEL COVER (FRONT) | 27.93
65121149 | CABLE SHUNT DISPLAY SE | 7.34
65121170 | 3-WAY VALVE CABLE | 20.25
65121175 | SENSOR (NTC) | 14.06
65121177 | ELECTRODE (IGNITION) | 31.44
65121178 | GAS CONVERSION KIT G20-G30-G31-G25-G230 | 19.8
65121202 | WIRING (WI-FI BOARD) | 18.69
65121205 | CABLE CLAMP | 1.73
65121209 | COMPLETE ELECTRIC BOX | 247.42
65121218 | DHW VESSEL 8LT | 134.09
65121219 | FLEXIBLE PIPE | 19.23
65121221 | CABLE SGN DHW HEATER | 17.61
65121234 | WRENCH RING NUT DISASSEMBLY FILTER | 15.65
65121357 | REAR PANEL | 43.5
65121388 | FRONT PANEL | 37.44
65121394 | ELECTRONIC EXPANSION VALVE | 42.9
65121450 | REMOTE CONTROLLER HOLDER | 2.9
65121488 | HEATING ELEMENT 3000W 220-240V | 31.35
65121494 | TERMINAL SHIELD (GREEN) | 3.36
65121531 | THERMOSTAT | 19.55
65121532 | THERMOSTAT | 23.48
65121545 | EXTERNAL COVERING LB | 21.5
65121546 | WIRING RIGHT TB | 47.1
65121548 | POWER SUPPLY CABLE LB | 20.1
65121549 | WIRING PROBE | 8.5
65121550 | CABLE EBUS | 14.7
65121552 | WIRING (PROBE) T10 | 43.18
65121562 | DRY HEATING ELEMENT 1500W 230V | 23.67
65121563 | CONTROL PANEL COVER (REAR) | 15.5
65121567 | COVER | 156.94
65121572 | NTC SENSOR IMMERSION | 14.67
65121582 | CABLE PRESSURE SENSOR | 7.54
65121587 | PUMP PARA RSL Ku/7-50/SC | 303.93
65121589 | WIRED THERMOSTAT L=400 87░C | 21.07
65121616 | PCB INVERTER | 803.82
65121618 | PCB INVERTER | 803.82
65121620 | 4-WAY VALVE | 73.08
65121642 | DEFLECTOR (SILENCER) | 50.03
65121852 | BURNER (PILOT)+NOZZLE NG | 33.94
65121853 | TRANSFORMATION KIT LPG | 15.74
65121854 | GAS GROUP | 191.4
65121855 | GAS GROUP | 191.4
65121856 | BURNER (PILOT)+NOZZLE NG | 34.72
65121858 | GAS GROUP | 208.8
65121865 | SENSYS CASCADE | 232.51
65121919 | HEATING ELEMENT 2+2 kW | 310.2
65121920 | CABLE FLOW - PRESSURE CABLE | 55.2
65121921 | HEATING ELEMENT 3X2KW | 354.61
65121926 | WALL HOOK | 15.68
65121928 | FAN | 98.6
65121965 | HEATING ELEMENT 3000W 230-240V | 30.35
65121966 | PARTIALIZING GRID D 13.5 GPL_NOX | 24.99
65121985 | LOWER FRONT PANEL | 165.3
65121986 | LEFT PANEL | 156.6
65121987 | RIGHT PANEL | 175.16
65121990 | LEFT SIDE PANEL | 72.65
65121991 | RIGHT PANEL | 72.65
65122016 | BURNER | 44.8
65122241 | EBUS2 GATEWAY X3D -EBUS DD (V2) | 112.28
65122260 | AIR RELEASE VALVE (BOILER) | 26.07
65122262 | WIRING SIGNAL TB | 53.14
65122263 | WIRING LEFT TB | 66.1
65122265 | WIRING LEFT TB | 60.72
65122275 | BY-PASS PIPE | 36.55
65122281 | LEFT PILLAR | 68.65
65122282 | LEFT PILLAR | 74.75
65122300 | BOILER THERMISTOR TEMP. SENSOR | 39.98
65122315 | CONTROL BOARD | 33.6
65122334 | SNUBBER | 18.94
65122335 | VENTURI 25KW 16-1 CART25 | 33.48
65122372 | ANTI-FREEZE KIT | 222.38
65122375 | FAN | 348
65122400 | FRONT RIGHT PANEL | 69.6
65122401 | FRONT RIGHT PANEL | 104.4
65122402 | FRONT RIGHT PANEL | 116.36
65122403 | FRONT PANEL | 97.44
65122404 | FRONT PANEL | 130.5
65122405 | FRONT PANEL | 130.5
65122415 | PLASTIC COVER | 10.05
65122416 | PLASTIC COVER | 9.6
65122417 | VENTURI ENTRY 24 | 54.6
65122418 | VENTURI ENTRY 30 | 54.6
65122419 | IGNITION ELECTRODE | 34.1
65122420 | ELECTRODE (IGNITION) | 40.94
65122424 | HEATING ELEMENT 2000W 220-240V | 31.35
65122425 | CABLE PUMP SPEED CONTROL (PWM) | 18.1
65122426 | DOOR INSULATION | 58.46
65122459 | CONTROL PANEL | 56.56
65122486 | HEATING ELEMENT ASSY (2000W 230V) | 124.84
65122487 | HEATING ELEMENT ASSY (3000W 230V) | 130.5
65122536 | BAFFLE (1/2'' H=100) | 1.73
65122540 | REMOTE INTERFACE MODUL | 468.65
65122541 | CONTROL PANEL | 383.25
65122556 | PUMP HEAD UPMO 60 PH | 244.62
65122568 | CONTROL BOARD | 36.29
65150014 | HEATING ELEMENT 1500W 220-240V | 26.77
65150086 | ANODE D:25,5 L:190 M5 | 9.97
65150277 | PROTECH IMPRESSED CURRENT ANODE | 16.6
65150529 | THERMOSTAT SUPPORT | 1.73
65150531 | THERMOSTAT (SAFETY) | 4.78
65150952 | FLANGE GASKET | 3.05
65150952-FA | FLANGE GASKET | 3.05
65150964 | P.C.B. (DISPLAY) | 64
65150996 | HEATING ELEMENT 1200W 220-230V | 23.8
65151186 | ANODE D:22 L:110 M5 | 7.26
65151203 | HEATING ELEMENT 1800W 220-240V | 29.61
65151225-FA | SCREW M6X20 | 1.73
65151229 | WIRED NTC PROBE (OUTLET TANK) | 11.09
65151234 | P.C.B. (DISPLAY) | 24.81
65151292 | NUT M6 | 1.73
65151293 | P.C.B. (MAIN) | 42.37
65151294 | CONTROL PANEL | 16.98
65151390 | P.C.B. BOX | 2.37
65151392 | COMPRESSOR | 248.15
65151400 | COMPRESSOR PROTECTOR WIRE | 3.91
65151422 | COMPRESSOR | 257.33
65151503 | FAN MOTOR | 115.45
65151504 | FAN | 27.49
65151505 | LIQUID VALVE 5/8" | 20.71
65151506 | GAS VALVE 7/16" | 14.63
65151507 | TUBE AND OUTDOOR TEMP. SENSOR (KIT) | 13.01
65151510 | FRONT PANEL | 49.23
65151513 | BACK NET | 14.77
65151514 | HANDLE | 6.55
65151519 | PRESSURE SWITCH | 19.34
65151534 | KNOB (REGULATION) | 1.73
65151537 | FILTER 0,47uF 16A | 17.01
65151538 | TERMINAL BLOCK, 2 POLES | 1.73
65151539 | GROUND PLATE | 1.75
65151554 | DRY-FILTER | 28.6
65151601 | INSTALLATION BRACKET | 6.06
65151604 | VERT SUPPORT | 1.73
65151607 | CONNECTIVE INDEX WITH SERIAL PORT | 13.32
65151610 | PLASTIC BUTTON | 1.73
65151611 | FILM PLASTC COVER | 20.06
65151612 | PLASTIC BASE | 10.04
65151613 | NTC DOME | 13.22
65151614 | NTC DOME | 13.36
65151616 | BOTTON COVER | 10.62
65151617 | ANODE WIRE | 2.69
65151618 | BOARD CONNECTION WIRE | 8.95
65151620 | HEATING ELEMENT WIRE | 6.42
65151621 | TANK GROUND WIRE | 2.36
65151622 | COMPRESSOR WIRE | 4.64
65151623 | FILTER GROUND WIRE | 2.84
65151625 | FILTER INLET WIRE | 4.36
65151626 | P.C.B. WIRE | 8.62
65151628 | SIGNAL AIR CONNECTOR WIRE | 10.89
65151664 | AIR PIPE CONNECT | 4.67
65151665 | FAN CONNECT | 5.07
65151667 | TOP COVER | 17.2
65151668 | TOP BEHIND | 21.76
65151669 | FAN COVER | 12
65151670 | FAN | 27.63
65151671 | FAN MOTOR | 125.17
65151672 | FAN BASE | 18.58
65151673 | FRONT COVER | 21.76
65151674 | EVAPORATOR | 118.73
65151675 | COMPRESSOR CAPACITOR 10uF 1450V | 10.62
65151676 | EXPANSION VALVE 0,8KW | 86.58
65151677 | P.C.B. COVER | 3.09
65151679 | NTC DOME | 11.12
65151680 | EVAPORATOR AND AIR SENSOR | 15.49
65151682 | BOTTOM COVER | 29.84
65151687 | COMPRESSOR WIRE | 18.03
65151688 | NTC WIRE | 14.35
65151689 | P.C.B. WIRE | 26.67
65151690 | NTC DOME WIRE | 9.36
65151691 | GROUND WIRE | 4.21
65151692 | COMPRESSOR PROTECTOR WIRE | 3.49
65151795 | PRESSURE SWITCH WITH CABLE | 50.75
65151796 | COMPRESSOR CAPACITOR 35#F/450V(VDE) | 24.36
65151976-01 | MAIN CONTROL BOARD | 162.29
65151996 | DETECTION ELECTRODE | 5.69
65151998 | PRIMARY AIR BOARD | 2.31
65152065 | HEAT EXCHANGER | 188.68
65152103 | GAS COLLECTOR (16L) | 27.41
65152144-01 | MAIN BOARD NEXT INDOOR | 152.51
65152145-03 | MAIN BOARD NEXT OUTDOOR | 135.37
65152148 | SPARK GENERATOR+ELEKTRODE REPLAC. KIT | 16.39
65152150 | IGNITION ELECTRODE | 4.08
65152176 | BAFFLE (1/2'' H=159) | 2.08
65152177 | BAFFLE (1/2'' H=100) | 1.73
65152258 | WIRED NTC PROBE (INLET TANK) | 12.7
65152260 | ADJUSTABLE FOOT M10 | 6.53
65152344-02 | P.C.B. (DISPLAY) | 50.68
65152576 | BASE FOR OUTSIDE PIPE | 4.96
65152730 | COMPRESSOR 300LTR HEATPUMP | 472.23
65152732 | COMPRESSOR CAPACITOR 25UF | 10.54
65152759 | EVAPORATOR | 283.25
65152760 | THERMOSTATIC EXPANSION VALVE | 47.9
65152761 | ELECTRONIC EXPANSION VALVE COIL | 50.1
65152762 | HOT GAS VALVE | 31.6
65152763 | HOT GAS VALVE COIL | 31.4
65152765 | PRESSURE TRASDUCER | 113.57
65152768 | THREE-WAY SERVICE TAP | 25.1
65152769 | AIR CONVEYOR | 76.6
65152770 | AIR DIFFUSER | 33.31
65152771-01 | FILTER | 10.64
65152772 | EVAPORTOR FILTER BRACKET | 8.2
65152773 | EVAPORATOR FILTER COVER | 4.37
65152776 | FAN CHAMBER | 89.65
65152781 | SCREW COVER - RIGHT TOP SIDE | 3.22
65152782 | SCREW COVER - LEFT TOP SIDE | 3.22
65152783 | SCREW COVER - RIGHT BOTTOM SIDE | 3.7
65152784 | SCREW COVER - LEFT BOTTOM SIDE | 3.7
65152786 | COVER GASKET | 10.3
65152788 | ADAPTER AIR | 10.86
65152796 | HINGE | 1.73
65152802 | DISPLAY | 114.45
65152898 | CONTROL PANEL | 14.39
65152899 | KEYBOARD | 14.55
65152901 | WIRING (ELEMENT / MAIN BOARD) | 12.27
65152905 | SUPPORT BRACKET | 10.2
65152909 | BOTTOM PLASTIC COVER | 14.83
65152915 | POWER CABLE WITHOUT PLUG | 14.83
65152956 | CONNECTION KIT | 8.61
65152962 | P.C.B. (MAIN) | 58.33
65152990 | WIRING (WI-FI BOARD) | 13.5
65153032 | REACTOR R2050RJK | 65.3
65153035 | ELECTROVALVE COIL | 22.82
65153037 | TOP COVER | 61.94
65153040 | FAN MOTOR | 92.62
65153041 | MOTOR MOUNTING BRACKET | 32.85
65153042 | BLAST TUBE | 13.78
65153044 | FAN | 34.38
65153045 | LEFT PILLAR | 30.65
65153052 | FAN MOTOR | 130.7
65153055 | LEFT PILLAR | 40.1
65153058 | REACTOR LE105-1325 | 50.12
65153066 | LEFT PILLAR | 45.36
65153096 | 7-POLES TERMINAL BLOCK | 27.85
65153100 | 9-POLES TERMINAL BLOCK | 29.9
65153198 | WATER OUTLET, FRONT ACCESS | 8.79
65153199 | WATER INLET, FRONT ACCESS | 10.45
65153289-01 | P.C.B. (DISPLAY) | 73.95
65153299 | 2-POLE TERMINAL BLOCK | 2.3
65153300 | WIRED NTC PROBE (OUTLET TANK) | 15.08
65153301 | WIRED NTC PROBE (INLET TANK) | 16.48
65153306 | FRONT GRILL | 31.24
65153318 | GAS TRANSF NG TO LPG 14L | 70.54
65153381 | FUNCTION THERMOSTAT | 14.45
65153384 | SIGNAL LAMP | 5.26
65153386 | ANODE D:22 L:51 M5 | 3.8
65153396 | PROBE LWT | 14
65153402 | LIQUID ACCUMULATOR | 41.22
65153404 | COMPLETE OUTDOOR UNIT | 3038.62
65153408 | MOTOR MOUNTING BRACKET | 42.67
65153410 | LIQUID ACCUMULATOR | 41.22
65153412 | COMPLETE OUTDOOR UNIT | 4267.36
65153416 | MOTOR MOUNTING BRACKET | 44.3
65153418 | LIQUID ACCUMULATOR | 47.6
65153420 | COMPLETE OUTDOOR UNIT | 5179.24
65153435 | CIRCULATION PUMP PARA RS 8 IPMW1-130 | 425.65
65153464 | MAIN CONTROL BOARD | 186.43
65153615 | GAS VALVE NG 14L | 26.3
65153617 | 14L GAS VALVE LPG | 26.55
65153644 | HEATING ELEMENT 1500W 220-240V | 22.83
65153651 | SCREW COVER | 1.73
65153657 | PRESSURE SWITCH | 18.63
65153701 | REACTOR R3005RJG-A | 71.01
65153704 | 3-POLES TERMINAL BLOCK | 5.43
65153705 | 2-POLES TERMINAL BLOCK | 5.99
65153741-01 | MANIFOLD (NG-G20) | 60.9
65153742-01 | MANIFOLD (LPG-G31) | 60.9
65153794 | PANEL (FRONT) | 27.92
65153797 | MANTLE DECORATIVE PLATE | 19.45
65153800 | FLUE HOOD G31 | 20.19
65153801-03 | MAIN CONTROLLER ASSY | 184.45
65153803 | BURNER | 34.62
65153807 | GAS MANIFOLD G31 | 36.73
65153808 | SPARK GENERATOR | 19.97
65153809 | DISPLAY | 50.76
65153810 | DISPLAY | 50.76
65153815 | THERMOSTAT | 1.8
65153816-01 | HEAT EXCHANGER ASSY | 101.93
65153818 | FAN MOTOR FIXED PLATE | 2.65
65153820 | GAS VALVE | 128.99
65153821 | WATER OUTLET FIXED PLATE | 1.73
65153822 | WATER OUTLET | 15.49
65153823 | PIPE (GAS) | 8.72
65153824 | FLUE HOOD | 25.27
65153826 | IGNITION NEEDLE ASSY | 10.84
65153827 | BURNER | 52.89
65153828 | PANEL (COMBUSTION CHAMBER FRONT) | 9.33
65153830 | GAS MANIFOLD G20/G25 | 41.1
65153831 | GAS MANIFOLD G31 | 44.78
65153833 | EXHAUST PIPE JOINT | 10.98
65153835-01 | HEAT EXCHANGER ASSY | 165.29
65153836 | FAN MOTOR ASSY | 92.01
65153837 | WATER OUTLET | 27.96
65153883 | WIRING (COMPLETE) | 19.17
65153886 | GASKET 11L | 4.64
65153887 | GASKET 16L | 5.63
65153890 | HEATING ELEMENT 1500W 230V | 32.73
65153891 | HEATING ELEMENT 1500W 230V | 32.67
65153928 | GASKET (IGNITION ELECTRODE) | 1.73
65153931 | GASKET (EXHAUST PIPE JOINT) | 1.73
65153932 | O-RING | 1.73
65153933 | SEAL COMPONENTS | 1.73
65153936 | O-RING | 1.73
65153937 | O-RING | 1.73
65153938 | GASKET (IGNITION ELECTRODE) | 1.73
65153939 | O-RING | 1.73
65153941 | GASKET (IONIZATION ELECTRODE) | 1.73
65153946 | FLOW SWITCH WIRE | 6.44
65153966 | FAN MOTOR ASSY | 92.31
65154054-01 | CONTROL BOARD | 56.56
65154085 | WATER INLET JOINT ASSY | 29.76
65154086 | O-RING D=13.2 d=2.5 | 1.73
65154087 | O-RING D=11.5 d=2.65 | 1.73
65154088 | O-RING D=3.2 d=2.1 | 1.73
65154089 | O-RING D=15.5 d=2.45 | 1.73
65154090 | WATER INLET JOINT ASSY | 26.12
65154091 | COMBUSTION CHAMBER | 39.68
65154092 | O-RING D=20.29 d=2.62 | 1.73
65154093 | O-RING D=17.5 d=2.5 | 1.73
65154095 | FILM STICKER CARES ONE | 13.42
65154235 | PRESSURE SWITCH | 16.3
65154256 | CONTROL PANEL | 11.65
65154258 | CONTROL PANEL | 11.65
65154293 | BY-PASS CONNECTION | 10.65
65154301 | BOTTOM PLASTIC COVER | 8.15
65154302 | SCREW COVER (LEFT) | 1.73
65154303 | SCREW COVER (RIGHT) | 1.73
65154304 | WIRING (ELEMENT / MAIN BOARD) | 14.91
65154353 | CONTROL PANEL | 12.47
65154451 | INSTALLATION KIT | 4.55
65154468 | GASKET (GAS MANIFOLD R.H./L.H.SIDE) | 1.73
65154470 | GASKET (GAS MANIFOLD-UP/BOTTOM) | 1.73
65154471 | GASKET (COMB.CHAMB.-UP/BOTTOM) | 1.73
65154472 | GASKET (HEAT EXCHANG.UP/BOTTOM) | 1.73
65154473 | GASKET (HEAT EXCHANG.R.H./L.H.SIDE) | 1.73
65154474 | PROBE (HOT WATER) | 6
65154475 | CABLE (THERMOSTAT) | 9.68
65154478 | WIRING | 15.77
65154489 | WIRING (THERMOSTAT) | 9.37
65154490 | FLUE HOOD G20 | 20.69
65154492 | CABLE (POWER SUPPLY) | 13.56
65154493 | PROBE (COLD WATER) | 3.25
65154495 | PANEL SEALING STRIP 1 | 1.73
65154496 | PANEL SEALING STRIP 2 | 1.73
65154527 | O-RING #3.3*#2.0 (WRAS) | 1.73
65154528 | WATER OUTLET | 26.47
65154529 | FAN MOTOR ASSY | 92.2
65154646 | NIPPLE (BRASS) | 17.35
65154709 | DISPLAY PANEL | 7.84
65154753 | ELECTRIC BOX REAR | 10.14
65154754 | ELECTRIC BOX - FRONT | 14.14
65154755 | DISPLAY HOLDER | 20.96
65154756 | DISPLAY HOLDER | 14.45
65154758 | DISPLAY | 50.12
65154759 | DISPLAY | 54.92
65154761 | P.C.B. (TDC) | 49.36
65154762 | CABLE (POWER SUPPLY) | 23
65154764 | EARTH CABLE (FILTER) | 3.36
65154765 | CABLE FILTER | 8.8
65154768 | POWER SUPPLY CABLE (TDC BOARD) | 2.69
65154769 | CONDENSER AND COMPRESSOR EXHAUST SENSORS | 11.31
65154770 | WIRING (TDC BOARD) | 5.72
65154771 | WIRING (DISPLAY) | 6.94
65154772-01 | WIRING (EBUS AND SG1SG2) | 23.3
65154773 | COMPRESSOR | 232.74
65154775 | AIR NET | 6.5
65154777 | FRAME - ARISTON | 9.3
65154785 | TOP CASING COVER + INSULATION | 44.76
65154786 | BACK CASING COVER + INSULATION | 79.2
65154787 | CONNECTING TERMINAL COVER | 24.4
65154788 | CONDENSATE DRAIN (SET) | 16.1
65154789 | FRONT CASING COVER + INSULATION | 45.25
65154800 | THREADED CONDENSATION DISCHARGE UNION | 1.73
65154816 | POWER CABLE | 10.57
65154872 | PUMP INLET PIPE | 45.81
65154958 | TDM BOARD WIRING (POWER SUPPLY) | 12.25
65154959 | COMPRESSOR CABLE | 22.65
65154960-01 | 4-WAY VALVE LINE ASSY | 133.84
65154961 | HIGH PRESSURE SWITCH | 22.88
65154962 | ELECTRONIC EXPANSION VALVE | 41.94
65154963 | COMPRESSOR EKTN150D30UFZ(GMCC) | 252.39
65154964 | REAR RIGHT CLAPBOARD | 47.88
65154965 | PLATE HEAT-EXCHANGER | 476.17
65154967 | SCREW COVER | 3.19
65154968 | FRONT GRILL | 25.59
65154971 | 4-WAY VALVE LINE ASSY | 184.63
65154972 | ELECTRONIC EXPANSION VALVE | 46.82
65154973 | COMPRESSOR EKTF250D22UMT (GMCC) | 347.42
65154974 | REAR RIGHT CLAPBOARD | 62.05
65154975 | PLATE HEAT-EXCHANGER | 568.23
65154979 | HIGH PRESSURE SWITCH | 26.88
65154982 | ELECTRONIC EXPANSION VALVE | 52.98
65154983 | REAR RIGHT CLAPBOARD | 77.05
65154986 | COMPRESSOR EKTQ360D1UNUA (GMCC) | 563.47
65154992-01 | 4-WAY VALVE LINE ASSY | 128.46
65154993 | ELECTRONIC EXPANSION VALVE | 45.36
65154996 | 4-WAY VALVE LINE ASSY | 154.21
65154997 | ELECTRONIC EXPANSION VALVE | 47.04
65154999 | 4-WAY VALVE LINE ASSY | 155
65155053 | CONTROL BOARD | 113.01
65155068 | CAPILLARY LINE ASSY-S | 32
65155073 | GAS BURNER JET FULL KIT (G20, 11L) | 91.48
65155075 | GAS BURNER JET FULL KIT (G31, 11L) | 89.75
65155078 | CONNECTION CABLE (INVERTER - TDM) | 28.65
65155079 | WIRING (TDM - TERMINAL BLOCK) | 13.45
65155086 | POWER WIRING (INVERTER) | 54.21
65155087 | CONNECTION CABLE (OUTDOOR - INDOOR) | 2.63
65155088 | WIRING (REACTOR) | 16.95
65155090 | COMPRESSOR CABLE | 44.64
65155108 | GRILLE CONNECTION PLATE | 13.69
65155116 | CABLE (TDM BOARD/NTC PROBE) | 4.65
65155117 | PROBE TS | 9.18
65155118 | PROBE TD+TO | 15.4
65155119 | PROBE TE | 8.46
65155120 | PROBE TEO | 9.18
65155121 | PROBE TR | 5.28
65155122 | PROBE EWT | 5.88
65155302 | REAR RIGHT CLAPBOARD | 57.5
65155358 | PLASTIC COVER | 3.15
65155364 | MAIN CONTROL BOARD | 56.6
65155366 | WIRING (INVERTER) | 11.85
65155367 | CONNECTION WIRING (INVERTER - TDM) | 10.95
65155469 | COMPRESSOR CABLE | 16.33
65155470 | KLIXON KSD301 | 2.74
65155490 | WATER FLOW SENSOR | 17.25
65155493 | SAFETY VALVE 10 BAR | 8.74
65155495 | HEAT EXCHANGER | 142.81
65155504 | WIRING (KLIXON) | 10.75
65155614 | COMPLETE OUTDOOR UNIT | 3371.61
65155615 | COMPLETE OUTDOOR UNIT | 4037.95
65155637 | 4-WAY VALVE LINE ASSY | 374.1
65155639 | ELECTRONIC EXPANSION VALVE | 100.1
65155641 | CONTROL BOARD | 200.1
65155643 | WIRING (REACTOR R0405RJ - INVERTER) | 5.7
65155644 | WIRING (INVERTER) | 54.66
65155645 | POWER SUPPLY CABLE CONTROL BOARD | 7.1
65155646 | CABLE MODBUS CONTROL BOARD | 8.4
65155647 | CABLE MODBUS INVERTER | 10.1
65155648 | BACK RIGHT PANEL | 66.3
65155752 | WATER FLOW SENSOR ASSY 11/12 liters | 24.01
65155753 | WATER FLOW SENSOR ASSY 16/17 liters | 24.13
65155754 | WATER FLOW SENSOR ASSY 11/12 liters UK | 24.65
65155755 | WATER FLOW SENSOR ASSY 16/17 liters UK | 24.65
65155805 | SILICON GROMMET | 2.24
65155806 | TAP (WATER) | 22.63
65155810 | POWER BOARD BOX | 3.61
65155812 | 4-WAY VALVE LINE ASSY | 201
65155827 | THERMOSTAT | 21.9
65155836 | HEATING ELEMENT 1200W 220-240V | 35.28
65155862 | HOLDER FOR CONTROL BOARD | 4.48
65155872 | TAP (GAS) | 29.93
65155873 | TAP (WATER) | 51.45
65155883 | DISPLAY COVER | 2.9
65155936 | FRONT PANEL | 130.5
65155937 | FRONT PANEL | 97.44
65155938 | FRONT PANEL | 87
65155939 | FRONT RIGHT PANEL | 69.6
65155940 | FRONT RIGHT PANEL | 104.4
65155941 | FRONT RIGHT PANEL | 104.4
65155965 | 4-WAY VALVE GROUP | 42.65
65156405 | PCB IGNITION | 26.59
65157028 | FLANGE (C.H. FLOW# | 14.64
65158030 | TEMPERATURE PROBE | 9.86
65158036 | THERMOSTAT (SAFETY) | 2.74
65158146 | O-RING 3.75X1.8 (10 PCS) | 1.73
65158153 | TEMPERATURE SENSOR SUPPORT | 1.73
65158231 | GAS VALVE | 69.29
65158234 | GAS CONNECTION (3/4") | 5.33
65158236 | GASKET | 1.73
65158239 | CLIP (2 PCS) | 3.2
65158241 | O-RING FOR INLET GAS (10 PCS) | 2.31
65158242 | O-RING FOR WATER INLET (10 PCS) | 1.77
65158244 | ELECTRODE SUPPORT | 1.73
65158245 | AIRPROOF (10 PCS) | 2.91
65158246 | ELECTRICAL BOX COVER | 4.6
65158247 | ELECTRIC BOX | 4.86
65158248 | IONIZATION ELECTRODE | 4
65158251 | IGNITOR SUPPORT | 1.73
65158254 | GASKET (10 PCS) | 3.07
65158255 | GASKET (10 PCS) | 2.31
65158263 | DISPLAY PCB PLASTIC BOX | 9
65158273 | O-RING 11.6X2.65 (10 PCS) | 3.27
65158310 | HYDRAULIC CONNECTOR | 11.85
65158326 | FILTER | 3.77
65158339 | O-RING 15X2.65 (10 PCS) | 1.73
65158367 | COMBUSTION CHAMBER ASSEMBLY | 46.99
65158400 | SEALED COVER FOR TAP | 2.12
65158401 | O-RING 27X3.5 (10 PCS) | 2.16
65158402 | WATER FLOW SENSOR | 17.25
65158405 | PRIMARY AIR BOARD | 1.73
65158529 | FAN (Assembly) | 49.45
65158537 | DISPLAY PANEL CABLE | 9.66
65158538 | CABLE (EARTH) | 3.48
65158539 | CABLE (DETECTION ELECTRODE) | 6.17
65158540 | DISPLAY PANEL | 46.33
65158550 | SILICONE PIPE | 1.73
65158697 | CONVERSION KIT TO LPG | 29.48
65159679 | FAN MOTOR | 102.49
65159681 | FRONT PANEL | 59.87
65159685 | THERMOSTATIC EXPANSION VALVE | 89.65
65162103 | REED SWITCH | 4.48
65180015 | ANODE D:21,3 L:180 M5 | 19.24
65180221 | O-RING14X2,62 | 1.92
65180318 | REED SWITCH | 1.96
65191076 | TUBE RING (BLUE) | 1.73
65191095 | O-RING | 1.73
65191097 | TUBE RING (RED) | 1.73
65191119 | BIG NUT FOR HEATING ELEMENT LOCK | 6.84
65191125 | REED SENSOR (COMPLETE) | 8.4
65191126 | SAFETY VALVE for 5.5 kw | 5.63
65191127 | MICROSWITCH (KNOB SELECTOR) | 4
65191128 | RELAY | 20.7
65191130 | FUNCTION THERMOSTAT 57C | 4.2
65191131 | SAFETY THERMOSTAT 85C | 6.28
65191133 | CANISTER 7.6KW | 12.8
65191134 | FLANGE GASKET | 1.73
65191246 | INLET PIPE ASSEMBLY | 7
65191395 | P.C.B. (MAIN) | 52.2
65300077 | IGNITION CABLE D4/D4 L380 | 7.39
65300158 | IONISATION CABLE MC4/RAST 1P L350 | 15.52
65300226 | CONTROL UNIT TCG 141.00 TC | 304.81
65300269 | CONTROL UNIT TCH 141.03 | 86.92
65300519 | SCREW D16/M5X15 BLACK/COVER | 26.55
65300520 | MOTOR 0,25KW 230V D12,7 OIL | 127.57
65300527 | ACTUATOR STE 4,5 B0.37/6-R + CABLE L600 | 289.9
65300528 | MOTOR 0,3KW 230V D12,7 | 167.15
65300530 | CABLE SOL.VALVE+PLUG 3P/RAST3P L420V2 | 36.54
65300531 | CABLE+PLUG WIE. 4P/RAST3P L250 | 45.49
65300577 | CAPACITOR 8ÁF 2P 3mm | 16.24
65300619 | CABLE IGNIT.TRANSFO+PLUG 2P/RAST2P L350 | 8.67
65300723 | COVER GREY 326X322X253+SCREW/V 2 | 86.57
65300725 | TUBE PUMP/NOZZLE LINE | 40.66
65300738 | ELECTRODE BLOCK 12X46 D4 D1,2X10 | 27.75
65300810 | AIR FLAP 209X96X81,5 CPL. | 67.11
65300813 | MOTOR 0,42KW 230V D12,7 | 529.13
65300814 | MOTOR 0,75KW 230V D12,7 | 300.22
65300871 | FLANGE AGF 10.50 RP2 | 59.33
65300878 | CONTROL UNIT TCH 211.00 | 168.8
65300880 | CONTROL UNIT TCG 211.00 | 140.54
65300991 | AIR PRESSURE SWITCH 604 1-10MBAR | 37.92
65301012 | IONISATION CABLE D4 BAN/D6,35 L1050 | 88.72
65301021 | CONTROL UNIT TCG 511.00 | 226.55
65301048 | AIR PRESSURE SWITCH HUBA 604 5-20MBAR | 93.46
65301069 | AUX.RELAY/MOTOR C05+CABLE+CONNECT. | 67.01
65301109 | DISPLAY/CONTROL UNIT TCG-TCH REL.2.2 | 79.43
65301220 | CONTROLLER SIEM RWF50.21A9 48x48 | 233.46
65301223 | KIT TRANSFO.2P REPL.ZM20/10+CABLE L650 | 105.52
65302204 | CONTROL UNIT DKO 976-N MOD.05 | 246.3
65311694 | IONISATION PROBE D11X110D6,4D2,5X130 45░ | 53.39
65320851 | IGNIT.ELECTRODE D8X100 d6,4 D1,65X67 85░ | 19.8
65320853 | IGNIT.ELECTRODE D8X100 d6,4 D1,65X30 | 27.39
65320856 | IONISATION PROBE D8X120 d6,4 D2,6X6078░ | 29.1
65320857 | IONISATION PROBE D8X120 d6,4 D2,6X7078░ | 35.66
65320867 | IGNIT.ELECTRODE D8X45 d4 D1,65X22 35+90░ | 2.48
65320868 | IONISATION PROBE D8X60 d4/6,4 D3X68 60░ | 2.48
65320892 | IONISATION PROBE D10X100 d6,4 D3X70 90░ | 45.16
65320902 | IONISATION PROBE D10X100 D6,4 D3X65 90░ | 32.22
65320903 | IGNIT.ELECTRODE D10X100d6,4 D3X44 90+26░ | 45.22
65320941 | IGNITION CABLE D7/D4 L400 | 16.62
65320946 | IONIS./IGNIT. CABLE D7 d6,3 L=800 | 20.76
65321082 | GASKET/BURNER FLANGE 177X144X5 D92 | 6.09
65321115 | GASKET/BURNER FLANGE 235X235X8 D145 | 20.36
65321119 | GASKET/BURNER FLANGE 260X255X10 D200 | 25.49
65321121 | GASKET/BURNER FLANGE 211X165X4 D125 | 16.39
65321124 | GASKET/BURNER FLANGE 300X300X10 D225 | 24.83
65322159 | IONISATION PROBE D8X100 d4/6,4 D3X90 | 22.9
65322162 | IONISATION PROBE D8X60 d4/6,4 D3X60 | 8.84
65322314 | IGNIT.ELECT.D8X100 d6,4 D1,65X35 60░ R+L | 10.15
65322319 | IGNITION ELECT.D8X100D6,4D1,65X60 90░R+L | 46.53
65322335 | HYDRAULIC JACK | 101.23
65322898 | ACTUATOR SQN 70.224 B20 4S | 257.33
65322918 | COUPLING PUMP/MOTOR MAIOR P35-45 | 8.7
65322960 | OIL PUMP AS 67 B 74493P0500 | 106.8
65323047 | AIR PRESS.SWITCH LGW 10 A2P 1-10MB | 70.77
65323169 | FILTER ANTIPARASIT.250V DEM 720Y2 0,01ÁF | 10.4
65323230 | IGNITION TRANSFO. 820 P/18 240V L960 50H | 80.29
65323238 | IGNITION TRANSFO. 1020 CM 240V L1140 50H | 149.57
65323409 | NOZZLE DAN 3,50 GPH 60░ S | 16.69
65324042 | CONTROL UNIT LME 22.331 C2 | 143.28
65324944 | AIR FLAP+GEARING MAX15-30/MAXGAS 170-250 | 36.12
65325086 | DOOR ECOMAX N/NC1200-1500 | 7092.34
65326439 | PLATE MOTOR 218X313X18,5 D99OIL/NC12/VL2 | 45.39
65326440 | COVER HEAD D115/110X35/NC12-21/V2/P2 | 30.93
65326633 | PHOTOCELL QRB 1A A048B70B+PLUG 2P L80 | 14.85
65326635 | PHOTOCELL QRB1A LG.220+RAST5 | 16.5
65326694 | SCREW TORX D10/5/M6X55 | 508.15
65326740 | MOTOR 0,085 KW 230V D10 | 125.88
65326746 | MOTOR 0,11KW 230V D10 | 56.67
65327089 | MOTOR 0,1KW 230V D12,7 DRILLED | 130.37
65327147 | COIL DAN NO, T85 FOR BFP PUMPS 071N1007 | 84.91
65327150 | MOTOR 0,25KW 230V D12,7 VENTILATED | 124.02
65328028 | PHOTOCELL FTEB 3 F L255 RAST5 | 38.06
65328172 | OIL PUMP AT2V 45 D 9638 6P 0700 | 111.05
65328681 | CONTROL UNIT DKO974-N -MOD 5 | 51.92
65329121 | IGNIT. ELECTRODE D8x60d4/6,4D1,65x7 120░ | 15.98
65329214 | CONTROL UNIT DMG 972-N MOD 03 | 262.33
65329931 | KIT SPINDLE / AIR FLAP D260 PR | 66.07
691069 | THERMOSTAT | 16.3
691213 | THERMOSTAT | 17.58
691214 | THERMOSTAT TBS2 | 45.92
691215 | THERMOSTAT | 14.93
691216 | THERMOSTAT L:300 | 17.74
691217 | THERMOSTAT | 15.23
691219 | THERMOSTAT TBS 300 65/85 | 46.24
691220 | THERMOSTAT TBS 450 65/87 | 18.75
691240 | THERMOSTAT (TBS) | 31.2
691256 | THERMOSTAT | 23.39
691526 | THERMOSTAT L:450 | 50.82
691531 | THERMOSTAT L:450 | 35.48
691556 | THERMOSTAT | 9.76
691588 | THERMOSTAT (TAS-TFV F75 450) | 42.73
691598 | THERMOSTAT | 22.78
691599 | THERMOSTAT | 23.56
691616 | THERMOSTAT | 17.44
691692 | THERMOSTAT | 15.18
691694 | THERMOSTAT | 20.62
697102 | THERMOSTAT | 46.23
801000703 | ELECTRODE HOLDER V2 9 (3I) | 132.78
801001305 | IGNITION ELECTRODE ASSEMBLY 340MM | 366.09
801001309 | ION ELECTRODE ASSEMBLY 340MM | 234.82
801001311 | IONISATION ELECTRODE ASSEMBLY 380MM | 250.63
801001312 | IGNITION ELECTRODE ASSEMBLY 380MM | 292.8
801008315 | CONTROL BOX LMU 64.080D177 | 1412.05
801008316 | CONTROLLER / PCB LMS *UNPROGRAMMED* | 1281.94
801008915 | LCD DISPLAY ADI - FOR LMU BOILER | 587.99
801013822 | GRAPHITE BURNER GASKET (CROPPED) | 327.66
801013825 | ELECTRODE HOLDER GASKET (CROPPED | 53.89
801013826 | ELECTRODE HOLDER GASKET (RECTANGLE) | 37.27
801013828 | FAN MOTOR GASKET WHITE | 13.06
801013831 | BURNER TO HEX GASKET (CROPPED) | 171.6
801013832 | FAN MOTOR GASKET WHITE | 53.66
801013833 | BURNER TO HEX GASKET (SQUARED) | 316.25
810303 | HEATING ELEMENT 2200W 230V WITH FLANGE | 29.19
810304 | HEATING ELEMENT 2500W 230V | 27.61
810316 | ELEMENT (1200W - 220V) | 18.13
810830 | HEATING ELEMENT 3000W 230V | 25.64
811509617 | LIMIT THERMOSTAT (100░C) | 71.51
812006361 | CONTROL PANEL (COMPLETE) | 1214.09
812009616 | LIMIT THERMOSTAT | 81.82
812009617 | CONTROL THERMOSTAT - 2MTR 86 C | 63.21
812009618 | CONTROL THERMOSTAT - 3MTR 87 C | 58.23
812010318 | THERMOSTAT POCKET | 47.78
812013221 | TEMPERATURE & PRESSURE GAUGE | 110.63
812013823 | SEAL FOR FRONT/BURNER DOOR (ROPE) | 45.4
812013825 | GASKET, SIGHT GLASS (1X) | 13.93
812018026 | SIGHT GLASS (X1) | 67.74
812018027 | SIGHT GLASS LOCKING RING | 102.88
812026189 | FRONT DOOR C/W INSULATION / CPA | 3508.05
812059286 | HINGE ROD | 100.17
812059289 | DOOR HINGE | 51.07
812073261 | DOOR CLAMP | 71.09
814047972 | HT CAP FOR IGNITION ELECTRODE | 58.17
814509616 | HIGH LIMIT STAT/SAFETY STAT 110 | 44.16
814838 | HEATING ELEMENT 1200W 230V | 20.07
816349 | ELEMENT 1500W - 230V | 19.41
816517 | HEATING ELEMENT RTFT-3X1000W 230V | 195.9
816518 | HEATING ELEMENT 6000W 230V | 159.23
816521 | IMMERSION HEATER 2500W | 94.52
816538 | ELEMENT + ANODE (3X1000W - 230V) | 146.36
816557 | HEATING ELEMENT (3KW 240V) | 59.68
816615 | HEATING ELEMENT 1200W 230V | 20.05
816616 | HEATING ELEMENT 1500W 230V | 20.81
816617 | HEATING ELEMENT 1200W 230V | 20.49
816631 | HEATING ELEMENT 1500W 230V | 19.71
816702 | HEATING ELEMENT 1200W 230V | 22.6
816707 | HEATING ELEMENT 1500W 230V | 21.84
816710 | HEATING ELEMENT 1200W 220-240V | 20.49
816724 | HEATING ELEMENT 2000W 220-240V | 16.52
816734 | ELEMENT (1200W-230V) | 23.71
816745 | HEATING ELEMENT 2000W 230V | 35.85
816768 | HEATING ELEMENT 1200W 230V | 15.11
816769 | ELEMENT (1200W - 230V) | 17.1
817178 | ELEMENT (2500W 230V) | 64.1
817217 | HEATING ELEMENT 2000W 230V | 48.79
819304-01 | ELEMENT (2500W D:45 L:475) | 91.92
819305-01 | ELEMENT (2500W D:45 L:475) | 86.92
819306-01 | ELEMENT (2500W D:40 L:475) | 83.58
824000704 | PILOT ASSEMBLY (Q358B) COMPLETE | 214.48
824001303 | IONISATION ELECTRODE C/W LEAD | 53.31
824001304 | IGNITION ELECTRODE & LEAD | 167.15
824001305 | IONISATION ELECTRODE & LEAD | 49.61
824001306 | IGNITION ELECTRODE C/W LEAD | 51.74
824004959 | GAS VALVE TYPE VR4605D B1008 | 589.81
824004963 | GAS VALVE VR4601C B1024 1-2 | 506.21
824004964 | GAS VALVE VR4605C B1025 (INT.- | 566.44
824008315 | CONTROL BOX IGNITION S4560B 1006B | 370.98
824008316 | CONTROL BOX IGNITION S4560B 1089 | 390.62
824008319 | CONTROL BOX IGNITION S4565 BF 1112 | 299.18
824009616 | LIMIT THERMOSTAT SET 110 - 4 CONN | 66.67
824011719 | SWITCH ON-OFF | 27.4
824015323 | INSULATION REAR PANEL | 59.25
824015324 | INSULATION BURNER DOOR | 66.21
824023034 | INTERMEDIATE CAST IRON SECTION | 850.3
824023036 | FRONT CAST IRON SECTION | 742.12
827073258 | MAINTENANCE KIT WITH CLEANING | 459.84
828002005 | THERMOCOUPLE SPLIT | 50.05
830000702 | PILOT ASSEMBLY (SUPPLIED WITH | 204.46
830000705 | PILOT TUBE SET (6MM) | 51
830004959 | GAS VALVE ON-OFF, ROBERTSHAW 24V | 937.9
830004961 | GAS VALVE, HONEYWELL, VR432 AE 1005 | 1254.71
830006914 | PCB PUMP OVER RUN RELAY | 188.1
830006916 | PCB MAIN (2 X TRANSFORMERS ON) | 325.95
830008315 | CONTROL BOX IGNITION RV SKG | 405.75
830009616 | FLUE STAT (SG200) LIMIT STAT (REG4) | 68
830009617 | CONTROL THERMOSTAT ON-OFF | 60.96
830010317 | THERMOSTAT POCKET 4 WAY | 42.78
830010318 | THERMOSTAT POCKET FRONT SINGLE | 37.79
830013823 | GASKET FOR GAS MANIFOLD | 6.62
830015325 | INSULATION CERAMIC FOR BURNER | 75.25
830015326 | INSULATION CERAMIC FOR CAST IRON | 71.19
830018026 | SIGHT GLASS (MICA WINDOW) | 11.75
830023035 | INTERMEDIATE CAST IRON SECTION | 1097.72
830034752 | DAMPER MOTOR (LANDIS & GYR) | 919.97
830038260 | LEAD IGNITION (REAR BURNER) | 33.58
830038261 | LEAD DETECTION (REAR BURNER) | 20.99
830050626 | ELBOW PIPE FOR ROBERTSHAW GAS VALVE | 46.59
836002005 | THERMOCOUPLE/THERMOSTAT | 20.53
836013822 | GASKET FOR FLANGE (FLOW RETURN | 10.12
842004961 | GAS VALVE (TYPE SIT NOVA 822) | 433.82
842006916 | PCB MAIN (NEW MODEL) (ON-OFF) | 515.51
842009620 | LIMIT THERMOSTAT (MANUAL RESET) | 58.17
842015324 | INSULATION FOR BURNER DOOR | 40.01
842015325 | INSULATION FOR REAR PLATE | 28.45
846004358 | FAN ASSEMBLY MVL-RG130/0800 24V | 498.6
846004959 | GAS VALVE MK3 (NOVAMIX 822) | 379.46
846005663 | PUMP HEAD GRUNDFOS UPER 15-60IA | 553.43
846006361 | CONTROL PANEL COMPLETE (POP UP | 1698.81
846008916 | LCD DISPLAY FOR CONTROL PANEL | 397.82
846009616 | FLUE THERMOSTAT C178 | 58.06
846011118 | PRESSURE GAUGE 0-4 BAR | 60.84
846013825 | GASKET FAN OUTLET - AIR CANAL | 43.51
846013830 | SEAL FOR BURNER DOOR (BLACK | 29.51
846013833 | O RING KIT GAS | 66.21
846013835 | GASKET FOR BURNER DOOR TO AIR GAS | 41.81
846013836 | GASKET HEAT EXCHANGER TO INTERNAL | 30.34
846013839 | GASKET FOR BURNER LANCE TO BURNER | 25.8
846015323 | INSULATION FOR REAR OF HEAT | 30.69
846030697 | IGNITION PLUG FOR ELECTRODE | 38.35
846060539 | ROPE FOR BURNER DOOR 6MM | 9.26
846069401 | CLEANING GRANULES FOR COMBUSTION | 18.15
846070653 | SPRING CLIP FOR FLOW-RETURN PIPES | 19.12
848004358 | FAN ASSEMBLY RG148/1200-3633 010201 | 1281.63
848005664 | PUMP GRUNDFOS UPER 25-80 WITH | 1271.88
848013830 | O RING 70 X 3MM BETWEEN FAN & | 21.39
848013836 | O RING KIT WATER | 76.59
848025488 | BURNER LANCE | 1409.17
851505661 | PUMP GRUNDFOS UPM2 | 691.44
851508915 | DISPLAY PANEL AGU2.361 | 265.34
851516138 | GAS VALVE INLET PIPE | 213.86
851538261 | IGNITION CABLE AND CAP | 80.69
851549373 | CONDENSATE ELBOW | 31.18
852000003 | HEAT EXCHANGER (8+4-6+6) | 5528.7
852000004 | HEAT EXCHANGER (LMU) | 2361.9
852001303 | IGN ELECTRODE EARTHED (68,75)(DP) | 79.89
852001304 | IGNITION ELECTRODE EARTHED (16) | 67.06
852001305 | IGNITION ELECTRODE EARTHED (31,47) | 71.87
852004358 | FAN ASSEMBLY RG130 MVL 24V | 510.53
852004360 | FAN ASSEMBLY RG128 | 876.58
852004959 | GAS VALVE 230V KROMSCHRODER CG10 | 496.61
852005660 | GRUNDFOS PUMP UPS15-60 | 637.1
852005661 | GRUNDFOS PUMP 15-70 | 475.98
852008315 | CONTROL BOX LMU 64.015C180 | 1080.46
852008317 | CONTROL BOX LMU 64.016C180 | 1024.16
852008915 | LCD DISPLAY PANEL (AGU | 264.16
852011721 | SWITCH ON-OFF | 18.71
852011723 | PRESSURE SWITCH | 94.95
852012423 | FLUE GAS SENSOR (QAK 36.670-109 M8) | 150.57
852013823 | INSULATION FOR BURNER DOOR | 114.7
852013824 | GASKET FOR BURNER LANCE | 25.94
852013831 | GASKET FOR IGNITION ELECTRODE | 11.87
852013840 | O RING FOR GAS VALVE | 7.76
852013843 | O RING FOR PUMP - FLEXI PIPE | 10.16
852013851 | O RING WATER FOR HEAT EXCHANGER | 9.07
852013852 | GASKET KIT, WATER | 76.52
852013853 | GASKET KIT, GAS | 104.81
852013855 | GASKET KIT, GAS | 76.01
852016125 | FLEXIBLE PIPE L=350MM | 85.02
852018628 | SYPHON C-W TUBES | 217.2
852020380 | AUTOMATIC AIR VENT 3/8 | 76.66
852020981 | THREE WAY VALVE MOTOR (ACTUATOR) | 264.14
852038257 | HT LEAD (220MM) | 106.6
852038260 | IGNITION LEAD & ELECTRODE CAP | 73.08
852038266 | WIRING BETWEEN FAN & LMU | 40.67
852047973 | FLOW-RETURN MANIFOLD CONNECTION | 215.44
852050074 | EXPANSION VESSEL (10LIT) | 348.35
852058689 | COVER FOR FLUE SAMPLE POINT | 30.59
852065896 | FLUE COLLECTOR HOOD INC SEALS | 436.41
852065898 | FLUE PART T-PIECE FOR TOP OF | 136.64
858047971 | AUTO AIR VENT / DRAIN VALVE | 89.15
86050500 | ADAPTER FITTING 1 EXT. X 28 COMPR. | 3.43
86136500 | ANELLO DI TENUTA D 80MM PER TUBO ALLUMIN | 9.89
86334200 | ADAPTERFITTING 5/4 EXTX35 COMPR. | 89.27
870005662 | PUMP - (PBC50) | 570.24
870005663 | PUMP - 240VOLT-50HZ BRASS HEAD | 570.16
870006914 | 16 DIGIT SINGLE DISPLAY BOARD | 174.8
870011720 | PRESSURE SWITCH PM5 VARIABLE | 56.81
870011721 | PRESSURE SWITCH MPCP, TEDDINGTON | 192.14
870012420 | PRESSURE SENSOR (TRANSDUCER) | 98.88
870012422 | PRESSURE TRANSDUCER | 217.82
870020988 | INLET VALVE WITH FLOAT | 31.47
870020992 | CHECK VALVE / NON RETURN VALVE - | 68.91
870047975 | BRASS CONNECTOR FOR PRESSURE | 22.07
87259800 | O-RING D.26,70X 1,78 CYLINDER (3 PCS) | 12.29
87304200 | LIP GASKET Ï80 FLUE PIPE PP/COND.TRAY | 8.78
87304700 | MAGNETIC VALVE VK81115V1036 4XM4 24 | 162.93
87305600 | FAN 24V DC FOR U8-34 | 276.4
87305900 | GASKET FOR BURNER PLATE U8-23 | 38.78
87306000 | GASKET FOR BURNER PLATE U27-34 | 53.21
87306100 | CONDENSATE COLLECTOR GASKET UNICO | 60.71
87306300 | GASKET 180/105X5 SLOT 2 NBR | 10.72
87306400 | GASKET 280/105X5 SLOT 2 NBR | 15.42
87306500 | GASKET 440/105X5 SCHLITZ 2 NBR | 19.15
87306940 | CONTROL UNIT MCBA 5415 | 464.36
87307400 | TEMPERATURE PROBE NTC D5X60-G1/4Z | 40
87307900 | LIP-GASKET Ï63 FLUE PIPE PP/COND.TRAY | 8.83
87308120 | CONTROL PANEL (DISPLAY) MCBA 1415 SHR | 116.85
87308200 | 3 WAY VALVE HOUSING WITH O-RING | 123.22
87309330 | IGNITION ELECTRODE UNICO | 57.35
87309700 | RETURN PROBE AND FOR ACCUMULATOR NTC TYP | 16.64
87309900 | O-RING D. 40X3,5 SYPH. CONDTRAY BLACK | 10.53
87310700 | CLAMP BAR COND.TRAY | 11.55
87310800 | CLAMP BAR TOP PART H.EX. LONG | 13.62
87312100 | O-RING D.19.50X1.80 NBR SYPHONTRAY BLACK | 13.99
87316300 | GASKET SYPHON-AIRBOX | 12.13
87316400 | O-RING D.50.39X3.53 NBR SYPHONCUP BLACK | 6.15
87316500 | CONDENSATE DRAIN PIPE | 19.84
87317700 | PIPE RETURN-3WV FILT. OSS1/2 | 31.95
87318810 | VENTURI OSS1 | 90.36
87318920 | VENTURI OSS2 | 89.32
87319020 | VENTURI FOR OSS4 | 93.91
87320000 | CABLE CONNECT. FLAT 14 POLES -420 WITH 2 | 11.89
87320240 | BEAMS FOR CABLE FOR MCBA | 139.39
87322500 | 87308120 | 4.93
87323800 | COMPLETE IGNITION CABLE | 27.38
87323900 | INONIZATION CABLE FOR UNICO | 19.97
87324900 | TRANSFORMER BV 078-0060.0 | 88.29
87325900 | WATERLOCK PRESS.SENSOR | 15.5
87328550 | JOINT FOR GAS CONNECTION 1/2Z-15 MM | 24.83
87334500 | O-RING D. 21.0X2.4 NBR BLACK | 10.3
87334900 | THREE-WAY VALVE MOTOR VC 2010 | 114.55
87339500 | EXHAUST GAS PROBE WITH IMMERSION SHEATH | 48.1
87340410 | GAS PIPE FOR UNICO 8-23 | 42.85
87340510 | GAS PIPE FOR UNICO 34-60 | 41.6
87340710 | INTERM. SOLENOID VALVE/GAS PIPE FLANGE | 22.51
87342300 | O-RING Ï13,94X2,62 DE-AER. | 12.79
87344500 | DE-AERATOR CHROME | 53.8
87344600 | SAFETY VALVE 3BAR | 34.05
87352900 | FUSE 3.15A SLOW LOW 250V 5X20 | 11.86
87371700 | FLENCHE 3-WAY VALVE | 32.22
87406900 | CONDENSATE PAN U8 - U23 | 77.18
87407010 | CONDENSATE PAN U27-U34 | 79.75
87407100 | CONDENSATE PAN U40 - U60 | 100.84
87449500 | PIPE RETURN-PUMP FILTER SHR15-35 | 53.95
87451610 | SIPHON COMPLETE | 58.82
87472800 | THERMAL EXCHANGER OVERHAULING KIT 60 | 59.34
87500500 | FLUEGASSYSTEM PP SET OSS2 | 44.96
87500800 | FLUEGASSYSTEM PP SET OSS4 | 58.7
880006361 | COMPLETE CONTROL PANEL OLD (WHITE) | 367.08
880006362 | COMPLETE CONTROL PANEL NEW (BLACK) | 297.09
880009616 | COMBINED LIMIT-CONTROL THERMOSTAT | 153.41
880011719 | SWITCH ON-OFF | 26.41
880013221 | THERMOMETER (IMIT) (ROUND TYPE) | 68.52
880013822 | TOP RUBBER SEAL FOR DIP TUBE | 31.2
880013823 | GASKET - ELEMENT | 23.17
880042964 | RELAY (INDIVIDUAL) | 56.11
881020997 | THREE WAY VALVE WITH AV301 | 159.31
881034752 | MOTOR (ACTUATOR) FOR MIXING VALVE | 368.48
881500001 | 20 PLATE HEAT EXCHANGER, SERIES 207 | 328.26
881500002 | 20 PLATE HEAT EXCHANGER, SERIES 315 | 411.07
881500003 | 40 PLATE HEAT EXCHANGER, SERIES 315 | 684.56
881500011 | 20 PLATE HEAT EXCHANGER | 190.05
881505661 | PUMP GRUNDFOSS (REPLACEMENT FOR | 345.49
881505665 | PUMP SPEED CONTROL | 640.05
881505675 | WILO STRATOS PARA | 736.05
881506915 | PCB / ELECTRONIC CARD FOR NEXUS | 282.17
881506919 | PCB / ELECTRONIC CARD FOR NEXUS | 250.83
881506936 | PCB / ELECTRONIC CARD FOR NEXUS | 327.78
881506938 | PCB / ELECTRONIC BOARD | 238.19
881506945 | PCB / ELECTRONIC BOARD | 248.22
881508315 | WATER METER | 325.07
881508317 | HEAT METER, ZENNER, M-BUS 1.5M3/H | 837.29
881508319 | FLOW TURBINE C/W: GASKETS | 57.57
881508341 | FLOW SWITCH | 416.75
881508915 | CONTROL DISPLAY LCD C/W KEYPAD | 110.09
881509616 | SAFETY THERMOSTAT | 64.78
881509617 | SAFETY CONTACT THERMOSTAT (90 C) | 22.5
881511721 | WATER FLOW SWITCH (PLASTIC BODY) | 50.38
881511722 | WATER FLOW SWITCH C/W FILTER 2.8L/M | 125.31
881511725 | MANOMETER (PRESSURE) | 58.91
881511728 | MINIMUM PRESSURE SWITCH | 39.58
881512425 | TEMPERATURE SENSOR+ GREY/WHITE LEAD | 25.17
881512427 | CABLE FOR WATER FLOW SENSOR | 16.57
881513822 | SEAL 3/4 PHEX GASKETS | 1.73
881513823 | SEAL 1 (PUMP) | 5.14
881513826 | SEAL 1/2 | 1.73
881513831 | 3/8 SEALING WASHER | 2.36
881513832 | 1 1/4 SEALING WASHER | 2.59
881516123 | PIPE | 53.24
881516132 | PIPEWORK, FROM HEAT EXCHANGER TO | 32.42
881516133 | PIPEWORK, FROM DPCV INCLUDING AAV | 56.81
881516146 | PIPEWORK ITEM 14 | 34.54
881516151 | PIPEWORK | 16.34
881516152 | PIPEWORK | 18.86
881516153 | PIPEWORK | 47.73
881516154 | PIPEWORK | 16.22
881516261 | PIPEWORK | 99.28
881520381 | AUTO AIR VENT 3/8 (R88) | 44.61
881520981 | 2 WAY BRASS VALVE BODY MM3/4 X1/2 | 39.1
881520982 | SAFETY VALVE 1/2 M/F 4BAR | 44.93
881520983 | 2 WAY BRASS VALVE MM3/4 X1/2 DHW | 51.82
881520993 | MANUAL RELIEF VALVE 1/8 | 8.11
881520995 | DELTA PRESSURE CONTROL VALVE | 248.73
881520996 | DELTA PRESSURE CONTROL VALVE | 480.59
881521004 | DELTA PRESSURE CONTROL VALVE | 469.21
881521013 | 2-WAY MM SINTESI BODY VALVE 1/2 CH | 61.52
881530000 | 2 WAY BRASS VALVE 3/4 | 87.07
881534201 | SERVO CONTROL MOTOR,2 POINT 230V,CH | 208.75
881534202 | SERVO CONTROL MOTOR, 3 POINT, 230V, | 151.35
881534206 | SERVO CONTROL MOTOR,3POINT 230V,DHW | 187.15
881534207 | SERVO CONTROL MOTOR,3 POINT,230V,CH | 150.77
881534208 | SERVO CONTROL MOTOR, 3 POINT, 230V, | 202.08
881534209 | SERVO CONTROL MOTOR, 2 POINT, 230V, | 188.47
881538258 | FLAT RIBBON CABLE FOR LCD DISPLAY | 44.17
881550074 | EXPANSION VESSEL 10L | 240.4
881550075 | EXPANSION VESSEL 10L LONG VERSION | 415.05
881568049 | REDUCING BUSH FOR WATER FLOW SWITCH | 5.01
881573263 | FILLING POINT COMPLETE (LOOP) | 57.04
881573288 | CONTACT PROBE CABLE | 58.91
881820983 | DIFFERENTIAL PRESSURE VALVE (DPCV) | 362.81
887000001 | THISION PLATE HEAT EXCHANGER NEW | 1972.36
889006362 | PCB - (CYLINDER) | 1308.02
890042965 | RELAY DPCO (230VAC/50HZ) (K2) | 99.63
890042968 | RELAY HOLDER DPCO DIN (K2) | 2.91
897020989 | TPR22 VALVE 7 BAR 3-4 | 87.95
897021002 | 3/4 X 22MM 7 BAR P&T 195MM PROBE | 78.53
897050085 | 24L POT VESSEL 3.5BAR C/W BRKT | 158.28
897068049 | REDUCING BUSH 1 X 3-4 | 12.07
899013839 | BURNER SERVICE KIT | 232.59
899038260 | RED CABLE FOR RELAY S (PER METER) | 96.56
899038261 | BLUE CABLE FOR RELAY S (PER METER) | 40.82
912006 | WALL FIXING BRACKET D:470-505-560-570 | 20.94
918001 | SCREW M8X25 | 1.87
918004 | NUT M8 | 3.76
918005 | FIXING SPRING | 6.58
918036 | SCREW (3.9X19) | 2.97
918041 | NUT M10 | 3.45
918046 | WASHER (M4) | 6.32
918061 | SCREW M10X32 | 6.34
918064 | SCREW M8X20 | 1.73
918117 | NUT (M4) | 1.73
919004-01 | ANODE D:25,5 L:135,5 M5-M8 | 16.82
919031-01 | ANODE D:18 L:600 M5-M8 | 15.85
919054-01 | ANODE MG Ï26 L320 PTFE | 26.87
921001 | THERMOSTAT 30A | 203.41
921024 | THERMOSTAT (SAFETY) | 29.54
921034 | THERMOSTAT | 66.14
921036 | THERMOSTAT FIRT (SAFETY) | 29.43
921045 | THERMOMETER | 34.59
921048 | THERMOSTAT (REGULATION) | 37.85
921052 | THERMOSTAT | 50.02
921053 | THERMOSTAT FIRT (SAFETY) | 26.48
923189 | FLANGE WITH ANODE | 150.32
924087 | HEATING ELEMENT GASKET | 16.84
925075 | WIRING (PURPLE) 2,5X100 (FASTON-FASTON) | 6.33
925197 | THERMOSTAT BRACKET | 18.74
925252 | WIRED THERMOSTAT GROUP | 173.78
925275 | THERMOSTAT + WIRING ASSEMBLY C | 123.65
925296 | FIXING CLIPS | 9.18
925298 | BATTERY (9V-150 MAH) | 47.4
925347 | CIRCUIT ELECTRONIQUE TL | 141.59
925348-01 | P.C.B. (ANODE - PROTECH) | 95.07
925401 | PROTECH BOX | 53.04
926044 | RING NUT (CABLE HOLDER) | 1.73
926059 | COVER | 13.26
926068 | KNOB (REGULATION) | 7.69
926084 | PLASTIC SEPARATOR | 6.29
926106 | PLUG D:50 | 2.59
926124 | WIRE PIN BRACKET | 4.14
926159 | PLASTIC COVER | 75.31
926291 | BOX COVER | 5.95
926348 | FOOT (50 MM) | 4.66
935044 | WIRING (ELEMENT) | 18.84
935049 | THERMOSTAT KIT + WIRING | 183.23
935183 | SHEATH 1/2" L.110 | 26.58
935184 | REGULATION THERMOSTAT INDIRECT | 36.43
935185 | CUT-OUT THERMOSTAT INDIRECT | 40.23
935191 | ELEMENT KIT 2 1/4 | 87.68
935196 | WIRING KIT | 50.66
935347 | HEATING ELEMENT KIT | 76.1
950131 | PRINTED CIRCUIT BOARD | 274.04
950311 | P.C.B. (GOVE3-MI) | 193.49
950431 | P.C.B. (GOVE 3B-FFI) | 264.25
952610 | CABLE (P.C.B.) | 12.99
952930 | PRINTED CIRCUIT BOARD (EA FFI) | 154.24
952935 | PRINTED CIRCUIT BOARD (E A-FFI/P) | 155.55
952961 | PRINTED CIRCUIT BOARD (EI A-M) | 159.35
952970 | PRINTED CIRCUIT BOARD (EI A-MI/P ASIC) | 81.7
952975 | P.C.B. (EI A FFI/P ASIC) (RH) | 190.96
952981 | P.C.B. (EI A-FFI) (RH) | 173.78
953045 | PRINTED CIRCUIT BOARD (E C-MI/FFI) | 327.94
953070 | PRINTED CIRCUIT BOARD (E C-MI/FFI ASIC) | 160.7
953083 | P.C.B. (EB C-MI/FFI) | 220.03
953730 | P.C.B. (EX C MI/FFI) (LH) | 208.31
953770 | P.C.B. (EX C MI/FFI ASIC) (LH) | 243.88
969009 | PRESSURE VALVE | 104.68
969046 | TEMPERATURE+PRESSURE RELIEF VALVE | 85.38
969048 | TEMPERATURE+PRESSURE RELIEF VALVE (3/4 ) | 189.81
969049 | SAFETY VALVE 3/4 IN | 67.32
976718 | THERMOSTAT | 47.07
976767 | SAFETY THERMOSTAT | 22.3
977127-01 | ANODE D:25,5 L:180 M5-M8 | 21.58
977227 | TEMPERATURE SENSOR | 8.26
990073 | PIPE FITTINGS KIT | 16.58
990113 | HEATING ELEMENT 2000W 230V | 33.51
990121 | THERMOCOUPLE | 29.63
990122 | IGNITION ELECTRODE + CABLE | 10.96
990286 | TUBE SENSOR | 18.62
990351 | D = 4 CAM FIXING ELEMENT | 5.76
990355 | CABLE INLET RUBBER WASHER | 4.92
990359 | SPINDLE (KNOB) | 5.75
990368 | SEAL (SILICONE - D=5 MM) | 6.13
990373 | SUPPORT PLATE | 3.03
990381 | CONNECTOR (ROOM THERMOSTAT) | 3.54
990383 | O-RING (C.H. FLOW MANIFOLD) | 4.72
990384 | MANIFOLD (C.H. FLOW) | 7.32
990385 | U-CLIP | 5.2
990386 | U-CLIP | 5.39
990387 | O-RING | 1.9
990388 | BY-PASS PIPE | 19.35
990390 | PLUG (DIVERTER VALVE) | 12.3
990392 | O-RING | 9.53
990393 | O-RING | 4.49
990403 | CABLE (IONIZATION ELECTRODE) | 5.52
990404 | LOCK FLANGE | 3.28
990405 | CONTACT NTC PROBE | 17.56
990414 | POWER MODULE | 290.51
990426 | P.C.B. (RECEIVER) | 23.9
990436 | ELECTRODE (IGNITION/IONIZATION) | 8.48
990438 | SCREW (M4X102) | 9.84
990441 | PLASTIC COVER + NEON LENS | 7.75
990460 | TEMPERATURE PROBE | 33.21
990484 | U-CLIP | 6.71
990488 | O-RING | 2.05
990489 | O-RING | 1.73
990499 | SAFETY VALVE | 26.49
990656 | BURNER JET | 9.07
990660 | SPINDLE (CONTROL KNOB) | 4.65
990662 | CLAMP | 6.28
990665 | DISCHARGE PIPE (CONDENSATE) | 6.38
990671 | CASE PANEL (FRONT) | 25.47
990677 | CONDENSATE TRAY | 50.5
990683 | EXPANSION VESSEL | 112.29
990686-01 | TEMPERATURE PROBE + CLIP | 12.86
990695 | O-RING (3175 EPDM D=44.9) | 3.76
990708 | RETURN GROUP | 26.87
990737 | FILLING LOOP PIPE | 13.33
990757 | BURNER INLET PIPE | 23.96
990795 | BURNER JET | 12.76
990852 | PROTECH ANODE + GASKET | 23.41
990899 | ANODE GASKET | 1.73
991530 | MAIN BURNER JET | 9.14
991531 | BURNER JET (PILOT) | 7.93
991788 | INSULATION PIPE-JOINT | 3.75
991798 | ANODE (D.32,0 L:400 M8) | 26.16
991822 | LOW VOLTAGE WIRING | 13.23
991823 | P.C.B. HOLDER BOX | 9.24
991826 | TRIM | 8.15
991827 | REGULATION KNOB | 3.79
991829 | PIPE (EXPANSION VESSEL) | 15.15
991830 | CONTROL MODULE P.C.B. CABLE | 8.37
991832 | ON-OFF KNOB | 3.43
991834 | LOW VOLTAGE WIRING | 23.05
991907 | GAS MANIFOLD (WITH JET - LPG) | 19.8
991908 | GAS MANIFOLD (WITH JET - NG) | 20.59
991944 | FRONT PANEL CROSSBAR | 5.63
992027 | CONTROL KNOB | 3.18
992047 | FIXING PLATE - FAN | 21.22
992085 | THERMOSTAT COTHERM 30A | 176.43
992086 | THERMOSTAT (COTHERM) | 117.05
992092 | ZONE VALVE RELAY (KIT) | 38.93
992119 | RED RUBBER | 2.99
992120 | AZURE RUBBER | 2.86
992146 | LEG HT 100 | 12.17
992162 | THERMOSTAT | 61.31
992191 | POWER CABLE | 8.36
992196 | GASKET (TRIM) | 3.35
992197 | PANEL (INSULATION - FRONT) | 12.76
992198 | PANEL (INSULATION - REAR) | 13.65
992199 | PANEL (INSULATION - SIDE) | 10.14
993000 | SCREW M6X12 | 2.05
993009 | TERMINAL SHIELD (HEAVENLY) | 5.44
993010 | TERMINAL SHIELD (NEUTRAL) | 1.73
993011 | FLANGE BRACKET | 6.59
993014-01 | ANODE D:25,5 L:230 M5-M8 | 17.65
993025 | SIGNAL LAMP | 4.87
993067 | PARALLEL SIDES FLANGE KIT | 9.08
993068 | PARALLEL SIDES FLANGE KIT+ANODE HOLDER | 11.76
993163 | THERMOSTAT (TAS SR R 450) | 33.07
993174 | PLASTIC COVER | 29.21
993183 | KNOB (REGULATION) | 2.02
993186 | SIGNAL LAMP | 6.08
993199 | POWER CABLE | 8.18
993207-01 | ANODE D:21,3 L:550 M5-M8 | 26.74
993211 | KNOB | 3.28
993312-01 | ANODE D:21,3 L:390 M5-M8 | 16.01
993344 | PLASTIC COVER + NEON LENS | 10.75
994079 | ELEMENT (3000W 240V) | 29.3
994140 | NUT M6 | 2.63
995291-01 | AIR PRESSURE SWITCH 53 Pa | 44.56
995304 | D.H.W. INLET FILTER | 4.44
995309 | CABLE FLUE CONTROL PROBE D6 L870 27MI | 15.08
995311 | MIXER UNIT KIT | 52.62
995315 | RESTRICTOR (D=41) | 5.12
995317 | HIGH VOLTAGE WIRING | 20.48
995318 | FAN CABLE & SENSOR | 14.5
995319 | FAN CABLE & SENSOR | 19.35
995331 | PIPE (SECONDARY RETURN) | 11.5
995343 | PANEL (FRONT CASE) | 54.98
995347 | WIRING (FLUE CONTROL PROBE) | 23.03
995362 | DIAPHRAGM | 6.45
995367 | AUTO AIR VENT + O-RING | 17.48
995377 | REST.(FLUE-EXHAUST MANIFOLD/HEADER D.44) | 6.74
995382 | KNOB (RESET) | 3.73
995383 | ON-OFF KNOB | 2.56
995384 | REGULATION KNOB | 1.73
995459 | CONTROL PANEL | 11.44
995485 | ISOLATING VALVE 1/2 (C.W. INLET) | 24.98
995486 | ISOLATING VALVE 3/4 (C.H. FLOW) | 26.07
995492 | ROTATION PIN INSTRUMENT PANEL | 6.6
995497 | HYDRAULIC GROUP | 243.62
995504 | FAN | 50.51
995865 | AUTO AIR VENT WITH O-RING | 12.79
995866 | SAFETY VALVE | 11.6
995897 | FAN | 52.91
995902 | SPARK GENERATOR | 19.28
995903 | LOW PRESSURE SWITCH | 12.04
995906 | CABLE (PUMP) | 8.89
995921 | FRONT PANEL | 26.07
995922 | PANEL (L.H. SIDE) | 7.16
995932 | FLANGE (C.H. RETURN) | 22.51
995934 | MANIFOLD (PROBE CONNECTION) | 33.1
995935 | MANIFOLD (L.H. - WITHOUT PROBE) | 12.91
995945 | SECONDARY EXCHANGER | 57.16
995948 | D.H.W. FLOW SWITCH | 23.99
995950 | PANEL (INSULATION - FRONT/REAR) | 13.18
995951 | PANEL (INSULATION - SIDE) | 17.16
995952 | PANEL (INSULATION - FRONT) | 14.55
995964 | ELEC.DE (IGNITION/DETECTION) | 31.94
995976 | O-RING | 2.05
995979 | CABLE (POWER SUPPLY) | 11.16
995981 | WIRING (SPARK GENERATOR) | 5.28
995983 | CABLE (IGNITION ELECTRODE) | 22.19
995995 | PANEL (INSULATION - FRONT) | 11.74
995996 | PANEL (INSULATION - FRONT) | 15.67
995997 | PANEL (INSULATION - FRONT) | 18.58
995999 | PANEL (INSULATION - FRONT) | 14.02
996029 | BUSH WITH SCREWS | 32.67
996043 | P.C.B. (UNO-COM/AR) | 26.33
996046 | BY-PASS | 10.17
996048 | RETURN GROUP | 16.22
996049 | FLOW GROUP | 31.62
996050 | TAP FITTING | 61.9
996065 | OVERHEAT THERMOSTAT 100░C | 12.25
996071 | TAP KIT | 6.12
996086 | SUPPORT BRACKET (D.H.W. VESSEL) | 1.73
996119 | CABLE (IONIZATION ELECTRODE) | 3.78
996126 | PANEL (INSULATION - REAR) | 14.02
996151 | 3/4 SQUARE CONNECTOR | 10.11
996158 | NG BURNER | 129.46
996161 | PANEL (INSULATION - REAR) | 10.2
996336 | CABLE (POWER SUPPLY - MOTOR) | 13.71
996403 | FUSES (5X20 F 3,15A 250V | 3.11
996418 | BURNER 13 RAMP (NG) | 132.61
996582 | PIPE (GAS VALVE BURNER) | 28.99
996607 | BURNER JET (LG) | 8.4
996614 | KIT FOR REAR PUMP ATTACHMENT | 116.68
996615 | KIT (MOTOR PUMP) | 171.75
996617 | KIT FOR VERTICAL 1 PUMP ATTACHMENTS | 134.44
996618 | KIT FOR VERTICAL 1 1/2 PUMP ATTACHMENT | 287.16
996629 | FLUE BAFFLE | 44.42
996630 | FLUE BAFFLE | 39.07
996631 | FLUE BAFFLE | 48.31
996640 | FLUE HOOD | 18.4
997077 | FIXING CLIP (MOTOR) | 1.92
997089 | GAS VALVE | 127.18
997147 | MOTOR (3-WAY VALVE) | 32.25
997148 | FLOW GROUP | 264.78
997153 | U-CLIP | 1.83
997182 | GASKET | 2.16
997203 | SUPPORT PLATE | 7.47
997224 | MOUNTING BRACKET (OVERHEAT THERMOSTAT) | 7.31
997250 | ON-OFF PUSH BUTTON KIT | 17.2
997251 | CONTROL KNOB KIT | 7.46
997345 | GLASS STOP | 26.71
997714 | L.E.D. (POWER INDICATOR) | 6.05
997723 | THERMOSTAT (D.H.W.) | 34.79
997742 | ISOLATING VALVE 3/4 (C.H. RETURN) | 47.9
997745 | COVER | 7.46
997767 | FLUE HOOD | 53.2
998008 | CABLE (RESISTIVE) | 3.15
998009 | HINGE ARM | 3.08
998013 | ACTUATOR BUSH (C.H.) | 34.24
998015 | ON/OFF PUSH BUTTON KIT | 7.02
998041 | SUPPORT BRACKET (R/H) | 3.15
998042 | SUPPORT BRACKET (L/H) | 3.15
998055 | LOW VOLTAGE WIRING | 38.82
998064 | SPRING (BY-PASS PIPE) | 3.98
998065 | BY-PASS PIPE | 9.41
998069 | 3-WAY VALVE | 283
998077 | O-RING | 1.9
998087 | RESTRICTOR (D=42) | 4.85
998106 | CABLE (FAN/AIR PRESSURE SWITCH) | 16
998113 | RESTRICTOR (D= 45) | 3.23
998122 | EXPANSION VESSEL 4L | 190.38
998128 | INSULATION PANEL - SIDE | 10.57
998129 | INSULATION PANEL - FRONT | 10.1
998130 | INSULATION PANEL - REAR | 12.62
998132 | INSULATION PANEL - REAR | 11.84
998133 | PANEL (INSULATION - FRONT) | 12.32
998136 | PANEL (INSULATION - SIDE) | 12.49
998137 | PANEL (INSULATION - SIDE) | 10.87
998138 | MAIN HEAT EXCHANGER | 228.82
998139 | MAIN HEAT EXCHANGER | 285.85
998147 | IGNITION ELECTRODE CABLE RUBBER | 4.76
998148 | PANEL (INSULATION - REAR) | 11.18
998172 | MICROSWITCH - MAIN FLOW SWITCH | 20.61
998313 | HYDRAULIC GROUP | 208.94
998382 | GROMMET(PCD TOOL ACCESS) | 5.82
998406 | UNION 1/2 (D.H.W. OUTLET) | 15.52
998407 | ISOLATING VALVE 3/4 (C.H. FLOW) | 38.2
998422 | FAN | 83.64
998423 | LIP GASKET | 6.4
998424 | O-RING | 1.73
998426 | PIVOT | 1.73
998433 | NG BURNER JET D 1.30 | 1.99
998434 | LPG BURNER JET 0.77 | 1.73
998440 | RH SHELL BOTTOM HALF-GUIDE | 3.05
998441 | LH SHELL BOTTOM HALF-GUIDE | 6.68
998442 | CASE PANEL (FRONT) | 63.28
998447 | SAFETY VALVE | 15.73
998453 | SAFETY VALVE (3 BAR)+MANOMETRO | 16.98
998458-01 | TEMPERATURE PROBE | 6.94
998468 | PRESSURE SWITCH EXTENSION CABLE | 3.41
998476 | CASE PANEL (R.H. SIDE) | 156.33
998477 | CASE PANEL (L.H. SIDE) | 201.06
998483 | DHW HEAT EXCHANGER | 68.59
998484-01 | AIR PRESSURE SWITCH 55 Pa | 44.31
998490 | CENTRAL HEATING BY-PASS KIT | 23.87
998517 | O-RING | 1.73
998564 | AIR VALVE FITTING | 3.29
998565 | COVER (FLUE TEST POINT) | 3.64
998566 | FIXING CLAMP (FAN) | 3.19
998570 | LED LENS | 3.78
998571 | RESET BUTTON (INSERT) | 7.25
998572 | SPINDLE (ON/OFF KNOB) | 7.46
998573 | RESET BUTTON (INSERT) | 8.81
998574 | SPINDLE (ON/OFF KNOB) | 1.73
998575 | SPINDLE (TEMPERATURE KNOB) | 7.46
998576 | LED (L=10.8) | 2.34
998578 | SPINDLE (TEMPERATURE KNOB) | 1.73
998581 | LOCK NUT 3/8" | 5.08
998582 | FIXING SPRING (OVERHEAT THERMOSTAT) | 3.37
998583 | FIXING SPRING (OVERHEAT THERM.) | 2.07
998589 | BY-PASS PIPE | 10.08
998595 | PLUG (AIR INTAKE) | 7.19
998603 | CONTROL KNOB | 7.46
998604 | BUTTON (RESET) | 1.73
998612 | FLOW GROUP | 86.96
998616 | EXPANSION VESSEL 6L | 91.29
998619 | EXCHANGER (TWIN PASS) | 308.57
998620 | HEAT EXCHANGER | 185.88
998624 | IONISATION PROBE D7X70 D2X25 90░ | 7.84
998633 | FAN CABLE & SENSOR | 12.96
998635 | LOW VOLTAGE WIRING | 6.34
998636 | GASKET (FLUE TEST POINT) | 6.43
998637 | GASKET (FLUE COLLAR) | 2.05
998639 | PANEL (INSULATION - SIDE) | 8.95
998640 | PANEL (INSULATION - REAR) | 10.89
998643 | AUTO AIR VENT + O-RING | 18.37
998644 | O-RING (PUMP) | 5.65
998646 | VENTURI | 14.62
998648 | CABLE (FAN/AIR PRESSURE SWITCH) | 19.73
998663 | REGULATION KNOB | 2.68
998664 | ON-OFF KNOB | 1.73
998666 | NIPPLE (GAS - 3/4 M/M) | 6.41
998668 | BURNER | 75.73
998669 | LPG BURNER | 99.6
998680 | GASKET (BURNER) | 6.09
998716 | BURNER JET FULL KIT (NG) | 28.77
998717 | BURNER JET FULL KIT (LPG) | 31.88
998725 | CABLE (FAN/AIR PRESSURE SWITCH) | 17.7
998731 | PIPE (C.H. RETURN) | 20.21
998732 | PIPE (C.H. RETURN) | 29.56
998738 | GASKET (PUMP HEAD) | 4.91
998739 | FIXING SPRING (FRONT COVER) | 6.74
998769 | GASKET (ELECTRODE INSULATION) | 4.47
998776 | BUSH (EXPANSION VESSEL) | 7.37
998777 | ALUMINIUM INSPECTION LID | 41
998782 | SIGHT GLASS (BURNER) | 10.67
998807 | FAN | 124.64
998809 | DRAIN VALVE | 7.54
998831 | D.H.W. ACTUATOR KIT | 36.58
998860 | WIRING | 67.71
998862 | CABLE (P.C.B.-DETECTION ELECTRODE) | 8.52
998863 | LOW VOLTAGE WIRING | 12.45
998887 | BURNER | 126.84
998888 | FAN | 366.44
998893 | MAIN EXCHANGER | 317.27
998934 | GASKET 1/4 | 1.73
998941 | D.H.W. ACTUATOR KIT | 44.23
998953 | CABLE HOLDER COVER | 4.91
998973 | 3-WAY SPRING KIT (D.H.W.) | 26.16
998974 | HEATING ACTUATOR BUSH | 34.59
998975 | 3-WAY SPRING KIT (D.H.W.) | 22.18
998980 | ALUMINUM DIAPHRAGMS 41-42-47/60 | 14.6
998981 | LIP GASKET D:60 (RED) | 9.81
999075 | D.H.W. FLOW SWITCH | 37.44
999089 | GAS VALVE (SIT 845 SIGMA) | 139.4
999100 | LOCK WASHER | 1.73
999102 | PIPE (EXPANSION VESSEL) | 9.86
999104 | PIPE (D.H.W. OUTLET) | 34.61
999110 | NOISELESS FAN KIT | 111.29
999119 | CABLE (P.C.B./FAN/AIR PRESSURE SWITCH) | 17.97
999135 | PANEL (INSULATION - FAN) | 7.22
999148 | SELECTOR BUTTON (COMFORT) | 7.91
999152 | HEAT EXCHANGER | 296.51
999162 | PUMP BRACKET | 4.78
999163 | CONTROL PANEL BRACKET HOLDER (R.H.) | 8.6
999164 | CONTROL PANEL BRACKET HOLDER (L.H.) | 6.58
999204 | FAN | 94.92
999227 | RETAINING RING (D=16MM) | 7.17
999235 | TRANSFORMER | 132.79
999247 | CABLE (GAS VALVE OPERATOR) | 16.75
999325 | O-RING | 3.3
999329 | CONTROL PANEL COVER (FRONT) | 11.82
999387 | LOW VOLTAGE WIRING | 9.35
999397 | FAN | 66.54
999400 | FLUE (EXHAUST MANIFOLD / HEADER) | 31.56
999403 | EXPANSION VESSEL 3,5L | 131.25
999419 | SUPPORT BRACKET (D.H.W. VESSEL) | 7.39
999425 | WIRING (AIR PRESSURE SWITCH/PROBE) | 10.32
999442 | SPINDLE (PUSH BUTTON) | 7.46
999444 | RESET BUTTON INSERT | 6.97
999456 | CONTROL KNOB | 3.15
999459 | CONTROL PANEL (FRONT) | 10.1
999469 | PUSH BUTTON | 6.98
999473 | BY-PASS | 8.06
999474 | GAS VALVE | 164.2
999486 | MAIN EXCHANGER | 221.66
999489 | FAN | 84.43
999497 | SEAL(SIL.-INSPECT.COVER/COND.TRAY) | 11.94
999501 | PRINTED CIRCUIT BOARD (CT1) | 63.52
999520 | THERMO-HYDROMETER D42 | 35.27
999525 | PIPE (EXPANSION VESSEL) | 15.24
999537 | RETURN GROUP | 268.16
999538 | OVERHEAT THERMOSTAT (100C - 80C) | 9.15
999539 | THERMOSTAT 75-65░C | 17.02
999554 | PANEL (INSULATION - REAR) | 12.73
999561 | FLUE (EXHAUST MANIFOLD / HEADER) | 24.02
999577 | THERMOSTAT (REGULATION) | 32.5
999578 | THERMOSTAT (REGULATION) | 18.22
999582 | ISOLATING VALVE (3/4 RETURN) | 24.96
999592 | SPINDLE (KNOB) | 7.64
999596 | CONTROL KNOB | 8.03
999598 | PUMP PLUG | 6.23
999603 | SPRING (PUSH BUTTON) | 7.46
999604 | CONTROL PANEL COVER (FRONT) | 12.99
999608 | 3-WAY VALVE GROUP | 79.65
999609 | FLOW GROUP | 174.14
999668 | CONTROL KNOB | 1.98
999673 | RETURN GROUP | 239.06
999679 | EXPANSION VESSEL INSERT | 2.87
999684 | ISOLATING VALVE 3/8 M-M | 15.15
999702 | PIPE (C.H. FLOW) | 17.18
999715 | CONTROL PANEL | 10.8
999869 | EXPANSION VESSEL | 54.2
999880 | SUPPORT (PRESSURE GAUGE) | 3.1
999899 | MIXER MOTOR UNIT | 87.43
999927 | CABLE (OVERHEAT THERMOSTAT) | 14.72
999929 | CABLE (P.C.B./AIR PRESSURE SWITCH) | 13.71
999968 | CABLE (P.C.B. - PUMP) | 13.26
999976 | PUSH BUTTON | 3.7
999980 | RESTRICTOR (D=43) | 4.82
61315368 | DUCT FIRST SECTION | 141.73
60081178 | SHORT CIRCUIT VALVE KIT | 8.87
61305402 | FILLING TEST KIT | 124.95
65118202 | COMPLETE INDOOR UNIT | 228.53
999963 | DEPRESSION ELEMENT | 26.66
65101643 | SPRING | 9.05
65101708 | CUSHION RUBBER | 10.66
130025 | DISCO DI COMANDO AW 5-11 | 105.62
123524 | SHEATH | 16.4
123516 | SHEATH | 23.22
123037 | SHEATH | 31.69
65100489 | CYLINDER SHELL (FRONT) | 42.64
122488 | AIR PRESSURE D6 PIPE | 16.1
122463 | PIPE (GAS VALVE/BURNER) | 14.91
65100025 | BASE | 40.98
65105239 | VERTICAL LOUVER | 12.73
65105229 | CONNECTING LEVER | 12.32
122384 | PIPE (GAS VALVE/BURNER) | 36.34
122247 | GAS INLET PIPE | 29.4
13010470 | KIT GASKET COVER+FILTER D20+DOC/PUMP A | 61.99
65107546 | BUOY | 7.92
65107555 | KNOB | 7.92
65107533 | RUBBER DRAIN STOPPER | 6.39
65107530 | BUOY | 14.49
65107527 | KNOB | 7.92
65107512 | CASTOR | 7.92
13014074 | OIL CARTRIDGE FILTER SIKU 20-25 ÁM | 26.63
65107578 | CASTOR | 9.25
65107587 | CASTOR | 11.3
13012683 | OIL FEED TUBE | 8.05
65107505 | KNOB | 6.19
999065 | COVER (SEALED CHAMBER) | 32.62
13012586 | COIL DAN FOR OILVALVE NO 230V | 58.79
65107497 | BUOY | 5.45
13012002 | OIL PUMP AT2 45 D 9538 6P 0500 | 99.15
13011930 | MOTOR 0,45KW230V D14 L54 | 245.76
65103380 | SET MANUALI CALDAIE | 110.04
991780 | DISPLAY GLASS | 10.62
995517 | REMOTE WINDOW | 12.07
995820 | WALL MOUNTED PLATE | 16.15
995829 | LEFT EVAPORATOR SUPPORTER | 13.77
13011039 | CONTROL UNIT SH 113 C2 | 159.64
65103351 | MANIFOLD (C.H. RETURN) | 108.43
13010980 | MOTOR 0,11KW 230V D10 | 157.08
12084190 | SIDE PANEL | 792.52
12080857 | GOVERNOR RVS51.843/160 | 670.9
12080219 | GASKET 1"3/4-12 | 19.26
65105961 | CASTOR | 8.17
12080208 | GASKET 1"1/4-12 | 19.9
12080131 | 4-WAY VALVE COIL | 53.1
995139 | AIR INLET GRILL | 79.12
12061849 | PUMP UP 15/60 | 122.32
12060980 | INSULATOR PUMPS | 41.62
995858 | MOTOR BASE | 37.74
12060353 | WIRING | 294.95
12059682 | CENTRAL HEATING BY-PASS KIT | 3.99
65109353 | HANDLE COVER | 5.5
65109344 | AIR GUIDER | 34.9
12084960 | PIPE (C.H. RETURN) | 312.87
12084817 | HEADER CONN. BU/1ST HE CH | 289.32
65112328 | AIR GUIDER | 22.22
12084707 | HEADER BURNER REVERSE CH | 290.01
12084685 | HEADER BURNER IN/OUT CH | 394.96
12084553 | CONTROL BOX KM628 | 759.9
12084520 | WIRE ASSEMBLY | 761.45
992066 | BASE | 28.35
65103764 | INSULATION | 92.85
12084432 | INJECTOR D:8.5mm P | 56.87
992064 | CAPACITOR FIXING CLAMP | 13.43
992063 | HANDLE | 9.89
12084113 | SIDE PANEL | 188.76
65111684 | VALVE SUPPORT | 8.78
65111692 | VALVE SUPPORT | 24.77
992061 | AIR INTAKE GRILL | 22.4
65111699 | VALVE SUPPORT | 23.56
65103701 | MOTOR MOUNTING BRACKET | 20.17
65111706 | VALVE SUPPORT | 8.47
230511 | PLUG | 13.01
65111710 | FRONT GRILL | 26.58
230244 | SAFETY VALVE (3/4 M-F 6 BAR) | 17.5
992210 | CUSHION RUBBER | 13.23
65111724 | VALVE SUPPORT | 13.41
230213 | HYDRAULIC SAFETY GROUP 3/4" | 36.57
65111705 | BACK PLATE | 19.95
65103889 | WIRE CLAMP | 11.9
221709 | OUTER COVERING | 411.44
65103892 | SCREW COVER | 11.66
65103722 | REAR NET | 18.68
65103704 | REAR NET | 19.08
220638 | PIPE HOLDER | 12.31
65103702 | TOP COVER | 27.47
220591 | ANODE HOLE BOSS | 4.28
220379 | ADHES.CHANN. (FUME PROTEC.PROBE L=1000) | 14
65109544 | CAPILLARY | 8.31
220375 | ADHES.CHANN. | 6.58
65109534 | CAPILLARY | 6.55
220363 | KNOB CAP | 5.69
220342 | COVER PROTECTION | 8.99
220159 | COAXIAL PIPE BOSS | 9.03
220134 | PLASTIC COVER + NEON LENS | 12.63
220069 | CABLE CLAMP | 1.5
219015 | FLUE HOOD | 15.49
216920 | PLASTIC COVER | 60.34
65103496 | EXCHANGER SUPPORT | 64.98
216825 | GAS GROUP | 145.17
216700 | COMPLETE ELECTRIC FAN UNIT | 84.61
212607 | THERMOSTAT | 45.92
212604 | THERMOSTAT | 18.7
65103619 | FRONT RIGHT PANEL | 38.25
65103609 | MOTOR MOUNTING BRACKET | 39.64
212581 | THERMOSTAT (SAFETY) | 14.96
212541 | BULB THERMOSTAT 85C (UNIPOLAR) | 23.71
65109527 | WATER COLLECTOR COVER | 14.16
211527 | CABLE CLAMP | 3.64
210131 | SIGNAL LAMP CAP | 4.98
289258 | DISCHARGE TERMINAL | 21.82
65109530 | FLOAT FOAM | 3.06
65109529 | FLOAT | 3.68
289019 | BURNER JET | 12.8
65104639 | PLUG | 19.12
289002 | BURNER JET (LG) | 6.18
65104647 | UNDERPAN | 21.98
243073 | THERMOSTAT (SAFETY) | 17.07
65104627 | COVER OF DRAIN TANK | 15.84
243049 | THERMOSTAT (SAFETY) | 20.25
243035 | REDUCER (1/2 -3/8 ) | 7.94
65102443 | MOTOR PANEL | 58.35
243010 | SAFETY UNION | 23.98
998243 | RETURN GRILL | 178.56
998244 | CLIP LOCK | 14.61
998250 | UPPER BLOWER HOUSING | 20.72
240150 | NUT M8 | 6.87
998251 | LOWER BLOWER HOUSING | 24.15
230749 | UNION (1/2 M/F ELBOW) | 18.78
230747 | UNION (GAS INLET) | 30.67
230526 | 3/4 F PLUG | 13.01
230525 | ANODE PLUG | 13.01
17004599 | TESILOCK NUT M4 SELF LOCKING | 1.46
65102786 | LOWER PROPELLER HOUSE | 19.36
13022749 | GASKET/BURNER FLANGE 156X156X6 D80 | 21.88
13021435 | IGNITION CABLE 2XD.4-L 225 | 21.68
13021223 | CONTROL UNIT SH 213 C3 | 246.3
996558 | CUSHION RUBBER | 24.34
996580 | VALVE BRACKET | 27.47
65104366 | RECEIVER CAP | 4.2
996473 | HANDLE | 10.62
996487 | VALVE SUPPORT | 13.47
65102733 | UPPER PROPELLER HOUSE | 19.36
65102729 | FILTER GRILL | 14.09
17017139 | RESTRICTION PLATE R3504 | 151.69
60084236 | TOP STAY PLATE | 12.95
125674 | RECIRCULATION PIPE | 22.03
60081389 | HINGE REPAIR KIT | 30.34
60081195 | GOVERNOR BODY KIT | 83.19
61014414 | SCREW CLXS M 5-45 | 1.29
61013070 | BURNER SUPPORT | 39.42
61012765 | HOLE PLATE (WITH HOLE) | 2.63
61012764 | HOLE PLATE (WITHOUT HOLE) | 2.65
61012495 | KEY | 15.71
61012441 | SERIGRA. STRIP (WITHOUT PROG.) | 37.52
17017141 | RESTRICTION PLATE | 73.2
61012081 | FLUE DUCTING ASSY | 457.5
17017137 | RESTRICTION PLATE R3503 | 62.07
61011958 | DOOR | 24.54
17017133 | RESTRICTION PLATE | 72
61011914 | PUMP OVERRUN KIT | 34.06
17017130 | RESTRICTION PLATE R3403 | 68.61
61011867 | INSTRUCTIONS HOLDER | 5.89
17016706 | MOUNTING FRAME FAN MOTOR | 26.7
61011752 | ELECTRICAL BOX COVER | 10.88
17016598 | STICK GLUE SICO MET 63 | 77.2
61011745 | SERIGRAPHED STRIP (FOR PROG.) | 36.42
61011682 | WALL HOOK | 13.55
17016313 | INSULATION | 10.96
17016036 | DISASSEMBLY KIT R3605SB | 196.7
61010823 | DOOR | 59.18
17016035 | DISASSEMBLY KIT R3604SB | 186.27
61014420-06 | VALVE D: 1.55 | 12.21
61014420-09 | VALVE D: 2.00 | 12.02
17016033 | DISASSEMBLY KIT R3602SB | 288.9
17016032 | DISASSEMBLY KIT R3601SB | 239.9
61016713 | OBTURATION PLUG | 83.92
61015799 | SERIGRAPHED STRIP (FOR PROG.) | 22.01
61010785 | ACCESSORY KIT | 32.56
17007470 | CABLE CONNECTOR IS-2507-FL | 6.5
61009877 | TAPPING SCREW CBLZ D: 4.2-6.5 | 0.35
61009711 | BRACKET | 2.32
61007495-06 | FIXING BRACKET | 31.25
12059297 | FIXING SCREW | 2.07
61007613 | TAPPING SCREW D: 4.8-9.5 | 1
60072845 | SELF TAPPING SCREW | 1.99
60063866 | PLATE CLAMP | 2.32
60061982 | TAPPING SCREW CLS D: 3.9-19 | 1.48
60056628 | FLUE HOOD | 83.06
60074376 | CLIP | 0.43
60074995 | FUSE HOLDER | 4.22
60081053 | PRESSURE TEST POINT KIT | 19.46
60079719 | CABLE SUPPORT | 2.24
60079410 | CROSS LIGHTING STRIP | 14.72
60079326 | WATER SECTION | 152.69
60078402 | MICRO SWITCH BOX ASSY | 47.65
60078207 | KNOBS SET | 15.09
60076181 | PLUG | 2.38
60075010 | SCREW M 3-8 | 0.52
60049974 | ANTI-VIBRATION STOP | 4.61
60023242 | SPRING | 1.6
60020769-07 | CIRCLIPS EXT D: 1.9 | 0.37
60013021-02 | MAIN GAS VALVE | 37.49
60010759-03 | NUT H M 3 | 0.45
60026506 | SCREW H M 16-70 | 12.52
60026550 | NUT H M 8-0.75 | 1.82
60044268 | CHANGE OVER VALVE KNOB (BLUE) | 2.17
60044267 | CHANGE OVER VALVE KNOB BLUE | 2.27
60040705 | GAS SECTION ASSY NAT | 247.17
60034894 | SPRING | 1.13
60034780-08 | LOCK NUT H 1/2" | 3.72
60032296 | GAS COCK MECHANISM | 50.38
60028967-06 | WALL MOUNTING BRACKET | 19.44
12012470 | P.C.B. MPA 16.04 | 824.35
11002419 | STOP VALVE ROTALOCK 1"3/4-12 UNF-1"3/8 | 219.43
11002418 | STOP VALVE ROTALOCK 1"1/4-12 UNF-7/8" | 47.26
61315463 | FIXING BRACKET | 16.68
61401018 | BASE | 149.77
11002140 | PLATE HEAT EXCHANGER 52-80M (dT=10░) | 762.6
61401004 | GOVERNOR BODY | 553.06
61400996 | CLOSURE PLATE | 128.46
61400994 | PLATE | 226.2
61400336 | PLUG + SEALING RING | 37.15
61303699 | TRANSMITTER OF LEDS - TEMPERA. | 6.93
61303633 | HOLE PLATE (WITH HOLE) | 4.42
61301793 | HYDRAULIC PLATE | 5.34
61306180 | FIXING BRACKET | 98.14
61309398 | SERIGRA. STRIP (WITHOUT PROG.) | 13.07
61308048 | SERIGRAPHED STRIP (FOR PROG.) | 18.73
572912 | TEMPERATURE L.E.D.S | 6.27
572659 | FLUE L.E.D. COVER (WHITE) | 6.39
574147 | COMBUSTION CHAMBER (STAINLESS | 2750.49
569422 | PLASTIC PLUG | 3.3
564851 | FUME DISCHARGE RING NUT | 7.55
0S4614100 | GASKET AIR SUPPLY 60MM | 10.82
0S4905000 | CHIP FOR BOARD | 26.42
566093 | HINGE (CONTROL PANEL R.H.) | 5.74
0S4879100 | LPG BURNER XL110 | 190.28
0S4878900 | LPG BURNER XL70 | 190.28
61310308 | STRAP & SLEEVE D:100 L:75 | 16.57
0S4836700 | STEPPER LMU | 201.64
570548 | FIXING PLATE (FAN) | 7.57
61309237 | FIXING BRACKET | 127.43
65103719 | MOTOR MOUNTING BRACKET | 21.92
65102239 | PIPE FIXING BRACKET | 2.07
65111320 | MOTOR BRACKET | 17.73
572972 | AIR DIFFUSER | 7.86
60039054-03 | SELF TAPPING SCREW M 4-15 | 1.87
65103823 | SCREW COVER | 16.03
990679 | CONTROL KNOB | 5.2
65104577 | HYDRAULIC GROUP SUPPORT | 16.44
65103711 | WASHER FOR WIRE JOINT | 15.83
61313405 | FITTING KIT | 57.82
61313330 | ELECTRICAL BOX COVER | 17.33
65101072 | ON-OFF KNOB | 14.45
998381 | PIN (FRONT COVER) | 1.67
65101655 | FRONT PLASTIC PIPE END 1 D=131 | 15.07
61010588 | BASE - BOX | 67.56
65071121 | ANELLO ISOLANTE SERP.d45X9.5 SCAMBIATORE | 9.73
995838 | AIR CLEANER HOLDER | 18.15
65102195 | ELECTRIC BOX COVER | 3.53
569473 | FEMALE INSERT HOUSING FOR L.H.HINGE | 3.29
573370 | L.E.D. COVER | 3.08
12013482 | GASKET D:24-18-2 | 5.56
65111687 | WATER COLLECTOR | 14.12
571409 | BOLT&EXPANSION CAPS FULL KIT | 6.97
12037715 | GASKET | 54.94
997784 | SCREW | 2.36
60031088-03 | SCREW M 5-15 | 1.6
65101431 | SCREW (M4X8) | 2.12
60042585-02 | SCREW M 4-12 | 0.45
61313748 | JIG PLATE | 9.77
574020 | SILENCER | 288.67
12036527 | O-RING D:44.12-2.62 | 3.76
65101885 | SIDE COVER | 52.47
12036120 | GASKET | 3.99
65100467 | PANEL (FRONT) | 81.04
61314760 | TOP PANEL BOX | 38.66
12036076 | PIPE CLAMP | 4.08
12036065 | GASKET (EXCHANGER) | 3.3
12036021 | NYLON BUSH | 2.85
12036010 | GAS VALVE | 155.03
60000189 | FITTING KIT | 27.32
12035977 | GASKET (1/4 ) | 1.29
12035757 | AUTO AIR VENT | 15.61
12035746 | 3-WAY SPRING KIT | 55.02
12035735 | 3-WAY SPRING KIT (D.H.W.) | 20
12035713 | CENTRAL HEATING BY-PASS KIT | 23.97
12035680 | CENTRAL HEATING BY-PASS KIT | 23.97
61011246 | WATER THROTTLE HEAD | 35.63
12035669 | UNION WITH O-RING | 32.8
61314346 | WATER/WATER HEAT BLOCK ASSY | 80.5
60000200 | WATER/WATER HEAT BLOCK ASSY | 33.03
61014472 | DOOR ASSY | 175.21
12035614 | TWIN-PIPE EXHAUST PLUG (KIT) | 21.95
12035603 | LOCK DOOR CASING TH.S.PLUS | 5.37
61317033 | CASE | 192.03
12059110 | TEMPERATURE PROBE (NTC) | 24.22
12059099 | O-RING | 1.7
999203 | CONTROL PANEL HOLDER (L.H.) | 8.82
61010096 | FAN PLATE MOUNTING | 9
60006685 | BEARING PLATE SPINDLE | 5.31
573465 | FIXING PLATE - FAN | 17.13
60039060 | PILOT VALVE PUSH ROD ASSY | 23.6
569446 | LOCK NUT (BRASS) 3/4 | 3.5
12056855 | SCHEDA ELETTRONICA INTERFACCIA UTENZA AG | 278.89
65100045 | FAN BEARING | 13.26
61008934 | FILTER | 3.15
61018569 | CONVERSION KIT NAT > LPG | 90.97
65071669 | TURBOLATORE A SPIRALE D.36 P.46 F.6 L.90 | 35.32
61012602 | DEFLECTOR | 8.89
12052609 | 3RD HEAT EXCHANGER (KIT) | 7058.31
12052279 | CONDENSATE TRAY FRONT | 960.2
61014473 | DOOR ASSY | 144.63
12049562 | ISOLATION ARRIERE EURON | 18.23
61311026 | MANIFOLD 11 INJ. D:1.35 | 27.61
12047923 | FOIL FOR INSPEC. WINDOW 0,1X1200X1000MM | 46.15
60081011 | MANIFOLD NAT KIT | 29.29
60000220 | TUNDISH | 38.42
571622 | PRESSURE GAUGE COVER | 2.22
12039332 | INSULATION | 61.69
65103829 | VERTICAL LOUVER | 15.54
12038463 | GASKET TOP PLATE | 195.98
12038452 | GASKET TOP PLATE | 201.45
12034987 | DISPLAY WIRING | 16.27
12034965 | CLIP (D.6) | 3.73
998665 | UNION (GAS VALVE) | 17.08
12034932 | O-RING | 9.36
990674 | PANEL (FRONT - SEALED CHAMBER) | 25.52
60081868 | FLUE BEND TURRET ASSY | 149.43
12033007 | DRAW LATCHES+REINFORCEMENT KIT | 305.67
60081258 | FLUE BEND TURRET ASSY | 183.85
61012649 | CONNECTION | 11.41
12030818 | INTERMEDIARY SUPPORT | 179.5
12030697 | CLAMP RING REDUCTION FOR COPPER 15 MM | 11.26
60081248 | PILOT KIT | 64.38
12029619 | FASTENER CLAMP SOLAR UNIVERSAL | 17.7
12027969 | CONDENSATE TRAP (UPPER) | 6.64
65105601 | FUSE 20A | 22.33
65101379 | FLUE HOOD | 36.7
407649 | EXPANSION VESSEL | 182.44
12027496 | REGOLATORE MU64.010A136 TRIGON 44 | 794.08
65108610 | SUPERIOR CONDENSER | 346.89
12023690 | PANEL FIXING ELEMENT 114X59X42/24 | 26.68
65109876 | EXTERNAL COMPLETE UNIT | 738.78
65109633 | EXTERNAL COMPLETE UNIT | 518.53
12015968 | CIRCUL. PUMP UPE 25-80 SERIES 2000 230V | 1806.05
12035537 | FIXING KIT | 35.34
65103861 | CONDENSATE TRAY | 28.15
12035504 | WIRING (P.C.B.) | 67.76
999455 | CONDENSATE TRAY | 45.41
12035427 | GAS PIPE | 43.34
12035416 | HINGE (R.H.) | 20.38
12035405 | HINGE (L.H.) | 20.38
12035394 | CABLE HOLDER | 2.97
12035372 | ELECTRODE (IGNITION) | 31.86
12035361 | SECONDARY EXCHANGER | 91.44
65101535 | FILTER (AIR) | 14.96
12035339 | FIXING CLIP (MOTOR) | 1.71
991929 | AIR FILTER | 17.63
12035317 | BURNER (COMPLETE) | 78.17
12035284 | GASKET (AIR RETURN COVER) | 1.89
12035273 | AIR RETURN COVER | 3.02
61401017 | PRESSURE REDUCER | 986.92
12035240 | GASKET (ELECTRODE IGNITION) | 6.94
60081724 | RESTRICTORS PACK | 19.24
12035185 | CLIPS | 4.08
61313776 | RESTRICTOR | 18.62
61013016-02 | RESTRICTOR D: 4.9 | 29.22
60023206-03 | WATER RESTRICTOR D: 4.42 | 5.75
61312918 | RESTRICTORS PACK | 19.79
60081823 | RESTRICTORS PACK | 18.89
60081306 | RESTRICTORS PACK | 26.5
60081774 | RESTRICTORS PACK | 23.67
12035064 | EARTH CABLE (SPARK GENERATOR) | 4.88
12035053 | SPARK GENERATOR | 27.63
12035042 | CASE (COMPLETE) | 200.31
65109539 | HANDLE | 3.53
65111010 | PLASTIC PARTS (KIT) | 22.35
995745 | FRONT CASE | 49.74
65111016 | PLASTIC PARTS (KIT) | 42.6
65111017 | PLASTIC PARTS (KIT) | 111.82
65105236 | SCREW COVER | 12.86
65107498 | HANDLE FOR WATER TANK | 8.58
65100435 | PLATE | 12.66
65107504 | HANDLE | 8.58
65100441 | PLATE | 11.62
3590791 | DISTRIBUTION PLATE KIT 570 | 171.14
3590788 | DISTRIBUTION PLATE KIT 300 | 129.21
3590787 | DISTRIBUTION PLATE KIT 250 | 92.5
65105568 | SWING ASSY | 44.13
65101531 | SWING VANE (LOUVER) | 12.68
65111686 | BIG HANDLE | 11.19
65111678 | BIG HANDLE | 8.87
997844 | VANE | 48.53
65111725 | BIG HANDLE | 8.87
65109349 | TRIM | 3.22
65109350 | HANDLE | 8.27
65103897 | SWING LOUVER | 11.25
65105225 | SCREW COVER | 12.86
65107563 | HANDLE | 12.44
65105550 | RIGHT HANDLE | 14.11
61011230 | GAS SECTION LPG ASSY | 151.48
61017399 | GAS SECTION LPG | 113.56
61012082 | DRAUGHT DIVERTER | 373.07
60036677 | FILTER | 4.56
65107522 | AIR FILTER | 17.38
65107547 | AIR FILTER | 12.73
65109354 | AIR FILTER | 5.25
65107500 | AIR FILTER | 18.15
65109533 | AIR FILTER | 7.08
65103871 | AIR FILTER | 18.48
998248 | FILTER (AIR) | 26.32
573922 | AIR CLEANER R.H. | 25.69
997858 | FILTER (AIR) | 79.21
990283 | AIR CLEANER B | 28.35
65111919 | AIR FILTER | 11.41
574208 | AIR FILTER | 11.71
991739 | FILTER (AIR) | 10.73
65103743 | EXTERNAL COMPLETE UNIT | 375.08
65107550 | CONDENSER | 42.56
65107584 | CONDENSER | 46.65
65109546 | CONDENSER | 45.26
65107570 | EVAPORATOR | 54.25
992068 | CAPILLARY ASSY | 30.9
65107571 | CONDENSER | 39.06
65107524 | EVAPORATOR | 85.12
65107525 | CONDENSER | 77.62
65109545 | EVAPORATOR | 53.49
65109535 | EVAPORATOR | 44.41
65100279 | EXCHANGER | 110.97
65109536 | CONDENSER | 37.42
65107585 | EVAPORATOR | 52.1
65107509 | EVAPORATOR | 74.78
65107510 | CONDENSER | 72.74
65105580 | CONDENSER | 232.44
65105578 | EVAPORATOR | 214.4
65107549 | EVAPORATOR | 45.06
995438 | EVAPORATOR ASSY | 332.77
65109348 | EVAPORATOR | 38.11
65109347 | CONDENSER | 32.51
65105224 | EVAPORATOR | 96.84
65104644 | CONDENSER | 46.22
65104645 | EVAPORATOR ASSY | 52.92
65110518 | CONDENSER | 45.9
65110526 | EVAPORATOR | 58.98
65110519 | EVAPORATOR | 47.88
65105233 | EVAPORATOR | 143.97
60069200 | PILOT PROTECTION | 3.4
61315219 | DEFLECTOR | 27.31
60060727 | CLOSURE PLATE | 2.46
995460 | CONTROL PANEL | 6.73
65109526 | WATER COLLECTOR | 39.92
65109342 | WATER TRAY | 11.97
65107545 | WATER TANK | 36.55
65107499 | WATER TANK | 39.46
65107520 | WATER TANK | 48.74
65103830 | CONDENSATE TRAY | 27.21
65101629 | INSULATING PANEL | 11.89
65105240 | WATER TRAY | 31.68
65105230 | WATER TRAY | 30.46
65104625 | CONDENSATE TRAY | 19.46
992052 | CONDENSATE TRAY | 15.36
60081860 | SOLENOID VALVES KIT LPG | 94.59
65108480 | TRANSFORMER | 21.78
65101974 | REACTOR | 54.29
60048659 | THERMOCOUPLE | 24.21
60065964 | THERMOCOUPLE | 74.46
65104642 | FAN | 22.64
998283 | FAN | 34.77
995587 | CROSS FLOW FAN | 58.01
995525 | SWING MOTOR | 20.21
65104534 | 3 WAYS MIXING VALVE | 488.64
61401032 | PRESSURE RELIEF VALVE | 126.36
65073502 | RELAY (AUXILIARY) 2SC | 33.79
346200 | RESTRICTOR D: 9.50 | 15.78
337459 | UPPER COVER | 96.14
65101976 | COMPRESSOR | 646.27
337521 | CALOTTINE D310 GBE | 79.67
337534 | AIR LIMITER D.26 NG | 20.71
336648 | FOOT | 24.06
336607 | LEG NHREV | 20.08
65102453 | COMPRESSOR | 1113.67
336232 | FOOT | 24.75
65109543 | COMPRESSOR | 222.45
65107597 | HUMIDITY SENSOR | 57.08
337543 | FLANGE COLLAR | 11.1
337555 | COLLAR | 105.89
337557 | COLLAR | 131.15
337638 | AIR GRATE | 108.43
61011304 | PRINTED CIRCUIT BOARD | 287.36
337700 | COVER (FLUE MANIFOLD) | 175.17
60058100 | PRINTED CIRCUIT BOARD | 43.56
337703 | AIR LIMITER D.28 NG | 18.42
337738 | WATER TRAY | 75.95
337758 | CONTROL FACIA | 744.58
337759 | CONTROL FACIA | 333.89
336199 | INSPECTION FLANGE | 62.12
61301172 | INTERFACE SYSTEM | 30.1
336182 | CONDENSE TRAY | 8.82
61013094 | PRINTED CIRCUIT BOARD | 52.03
335005 | RESIST BL 1500W MONO(BLISTER) | 35.86
60078867 | PRINTED CIRCUIT BOARD | 341.35
3333213390 | ELECTRODE EG 3 20/30/5 RIGHT | 16.2
3333213389 | ELECTRODE EG 3 20/30/5 LEFT | 20.13
61305317 | ELECTRICAL BOX | 215.03
61311320 | ELECTRICAL BOX | 332.63
60067764 | PRINTED CIRCUIT BOARD | 152.77
3318885-SP | CONNECTIVITY WIFI + ROOM SENSOR AR | 329.54
60059367 | THERMO. & O/HEAT THERMO. 105C | 67.06
326046 | LID D.240 | 14.32
573960 | PRINTED CIRCUIT BOARD (L.E.D. + RECEIV.) | 19.61
324020 | FLANGE GASKET - USE 924002 | 15.7
323505 | CERAMIC RESISTANCE 3000W (L=470 MM) | 91.54
65111973 | P.C.B. | 307.99
337748 | FLUE BAFFLE | 26.78
337911 | AIR GRATE | 104.12
61401013 | PUMP UP 20/45 | 533.49
337900 | CONDENSE TRAY | 40.1
61401007 | PUMP UPS 32/80 | 812.06
337878 | COVER | 183.18
337877 | STRAP D:200 | 78.72
60057786 | WATER / WATER HEAT EXCHANGER | 411.9
337876 | STRAP D:155 | 59.57
337875 | STRAP D:125 | 40.22
337874 | STRAP D:113 | 50.46
337871 | ROSE D:200 | 48.7
337870 | ROSE D:155 | 37.96
337869 | CONTROL FACIA | 1008.94
65103516 | SPARK GENERATOR | 12.77
337866 | CONTROL FACIA | 456
337865 | CONTROL FACIA | 333.89
337863 | CONTROL FACIA | 280.29
337850 | RESTRICTOR | 39.24
337841 | SIGHT GLASS | 16.83
65100520 | INTERRUPTING CARD | 22.22
337831 | FLUE BAFFLE | 26.88
337829 | U HABILLAGE NHREV60 | 1008.94
65071759 | CIRCOLATORE 43-15 LISA23CA/23CS/23BOX | 234.8
337822 | LOWER COVER | 105.1
337817 | LOCKING RING | 54.2
337802 | LOWER COVER | 105.92
337792 | CASE DOOR (FRONT) | 35.01
337789 | AIR GRATE | 83.99
65104021 | MODULE KIT LPG (EEPROM ACO) | 20.17
337788 | BURNER SUPPORT | 81.08
60042517-06 | HEAT EXCHANGER | 253.3
337787 | CONTROL FACIA | 456
337775 | CASE DOOR (FRONT) | 20.78
337768 | BRACKET FOR COVERING | 24.06
337765 | LOWER COVER | 72.66
337763 | BURNER SUPPORT | 57.14
65102585 | MAIN EXCHANGER | 271.69
337761 | FIXING BRACKET (SWITCHES) | 31.55
65102586 | MAIN EXCHANGER | 352.07
337754 | UPPER COVER | 121.9
337750 | FLUE BAFFLE (USE NEW CODE 337834) | 47.52
290787 | BURNER JET (LPG) | 16.4
65100023 | ROOM SENSOR | 22.73
65120661 | EXCHANGER 18/24KW | 347.82
61314557-01 | COMBUSTION CHAMBER ASSY 30FF | 272.84
574111 | SOLENOID COIL (GAS VALVE) | 404.79
290280 | WALL FIXING BRACKET | 20.94
290190 | EXTENSION (FLUE BAFFLE) | 2.86
290177 | O-RING SILICONE GASKET | 5.8
290176 | O-RING SILICONE GASKET | 5.26
290175 | O-RING SILICONE GASKET | 7.82
290137 | 8X4 SILICONE PIPE | 7.16
290136 | FLUE HOOD GASKET | 7.51
290125 | O RING (ELEMENT) | 6.02
65104074 | COMPRESSOR CAPACITOR 85uF | 67.38
996567 | COMPRESSOR CAPACITOR 60uF | 108.6
289737 | FLUE HOOD (COMPLETE) | 24.66
65101507 | COMPRESSOR CAPACITOR 25UF | 20.97
289516 | LOWER COVER | 139.98
289472 | FIXING BRACKET (CONTROL PANEL) | 31.55
65103592 | COMPRESSOR CAPACITOR 50uF | 37.5
289449 | BASE | 49.61
65101878 | COMPRESSOR CAPACITOR 40uF | 40.6
289353 | FLUE HOOD RING (D.100/95) | 17.18
998213 | PROPELLER FAN | 72.97
290800 | FLUE BAFFLE EXTENSION | 2.14
65103642 | FAN | 32.65
321026 | THERMOSTAT (IMIT) | 55.83
65103699 | FAN | 26.11
60000165 | GAS VALVE NAT | 151.21
319013 | ANODE D:17,5 L:450 M5 | 19.94
319012 | ANODE D:18 L:300 M5 | 19.94
318682 | NUT M10X5 | 0.98
61312986 | GAS VALVE LPG | 208.98
61312987 | GAS VALVE LPG | 208.98
65103230 | BURNER | 114.6
65103333 | BURNER | 127.14
990827 | MOTOR (FAN) | 91.99
291126 | ANODE D:25.5 L:240 M8 | 17.65
65105565 | UPPER MOTOR | 173.66
290983 | FLUE BAFFLE | 42.27
290977 | AIR RETURN EXTENSION PIPE | 33.54
290976 | FUME EXHAUST TERMINAL PIPE | 32.05
995543 | FAN MOTOR | 84.05
290975 | FUME EXHAUST EXTENSION PIPE | 33.54
995541 | FAN MOTOR | 76.97
290965 | FLUE HOOD | 31.82
290964 | VENTURI (FAN) | 10.99
290966 | COVER (FLUE HOOD) | 12.74
290839 | SIDE COVER | 23.74
290838 | FRONT COVER | 29.9
290812 | FLUE BAFFLE | 37.94
60001853 | VENTURI D: 17MM | 33.92
337917 | UPPER COVER | 121.9
61009248 | VENTURI | 11.99
342068 | COVER (INSPECTION) | 28.24
342066 | ANODE PLUG CAP | 15.81
60025745-10 | OVERHET THERMOSTAT | 35.17
341384 | RESISTANCE 250 OHM | 14.87
65101667 | PROTECTOR (OVERLOAD) | 26.83
60081251 | FLAME SUPERVISION KIT | 118.5
341318 | FAN ASSY | 576.39
341285 | WIRING KIT (24.36 KW) | 141.79
64200193 | THERMOSTAT R93 T4 LS8097A1206 | 158.28
60081177 | FLAME SUPERVISION KIT | 71.94
341283 | CABLE PERFO 9KW - 500L | 74.2
341196 | OPERATOR (GAS VALVE) | 139.59
61008138 | THERMO. & O/HEAT THERMO. 105C | 50.47
341195 | ELECTROMAGNET | 41.84
60028297 | THERMOCOUPLE ASSY | 44.92
65102118 | ROOM SENSOR | 11.87
61004105 | WATER FLOW SWITCH KIT | 213.36
340402 | ELECTRODE (DETECTION) | 74.64
340401 | ELECTRODE (IGNITION) | 109.75
569666 | PROBE (D.H.W.) | 13.48
340392 | AIR PRESSURE SWITCH | 99.18
340391 | AIR PRESSURE SWITCH | 114.72
65104635 | HUMIDITY SENSOR | 12.1
340382 | THERMOCOUPLE | 29.63
340377 | PRESSOSTAT NHREV 18 | 114.72
342070 | TIMER OPENING COVER | 4.39
61401030 | PRESSURE RELIEF VALVE | 97.07
60030697 | DELAY TIMER 14H | 39.09
346191 | RESTRICTOR D: 6.5 | 25.19
573921 | UNIVERSAL REMOTE CONTROLLER | 66.67
997986 | REMOTE CONTROLLER | 67.33
346179 | RESTRICTOR D: 6.0 | 22.3
64202549 | ROOM CONTROLLER QAA75.611.101 | 249.31
346085 | PLUG 3/4" M | 18.27
61401008 | PUMP UPS 32/80 | 1094.92
61401009 | PUMP UPS 32/120 | 885.44
61401010 | PUMP UPS 32/120 | 2503.66
61401012 | PUMP UPSD 32/120 | 2540.32
343481 | OUTER COVERING | 368.56
343480 | OUTER COVERING | 255.59
343469 | INSULATING PANEL | 38.97
343467 | OUTER COVERING | 411.44
996574 | EXCHANGER | 642.44
343464 | OUTER COVERING | 260.54
996564 | CONDENSER COIL | 519.23
343388 | GASKET (D70X58X2) | 7.43
992206 | EXCHANGER | 164.6
343335 | FLAME INSPECTION GLASS | 25.51
990781 | CONDENSER ASSY | 159.9
339353 | INJECTOR D: 3.65 | 11.79
338513 | PIPE (BURNER) | 16.92
995842 | P.C.B. (RECEIVER) | 12.48
995746 | RECEIVER BOARD | 29.45
60066644 | PRINTED CIRCUIT BOARD | 264.17
338394 | FLUE BAFFLE SUPPORT | 11.11
338319 | ANODE REDUCTION | 22.47
338289 | GAINE THERM 1/2 LG350 | 32.41
338005 | PILOT BURNER INLET PIPE | 39.1
337978 | CALOTTE CARROS D380 PEINT | 71.84
337976 | MANCHET D360 O'BIO PEINTE | 123.93
337963 | FLUE BAFFLE | 22.13
65109224 | DEFROST P.C.B. + TEMP SENSOR | 48.95
61314513 | PRINTED CIRCUIT BOARD | 265.52
337954 | FLUE BAFFLE | 26.78
337941 | FLUE BAFFLE | 27.78
65107506 | CONTROL PANEL | 6.3
337928 | CONTROL FACIA | 883.46
337924 | RESTRICTOR | 30.1
65102331 | RECEIVER BOARD | 16.18
337922 | RESTRICTOR | 26.01
65108331 | RECEIVER BOARD | 19.42
337921 | GAS RESTRICTOR | 42.81
337919 | CONTROL FACIA | 462.42
65107536 | RECEIVER BOARD | 21.6
337918 | COPERCHIO SUPERIORE NHRE | 121.9
65107576 | COMPLETE RECEIVER BOARD | 32.24
65107556 | RECEIVER BOARD | 20.37
65101625 | RECEIVER BOARD | 24.3
340337 | GAS FILTER CARTRIDGE | 73.64
992118 | LED BOARD | 23.54
340323 | THERMOSTAT REGULATION KNOB | 21.93
65104634 | LED BOARD | 22.81
340184 | ONE WAY VALVE | 103.89
990294 | RECEIVER P.C.B. WITH LED | 15.66
339489 | CONVERSION KIT > G20/G25 | 46.46
65107573 | FAN MOTOR | 70.11
339487 | BURNER | 3370.62
65107551 | FAN MOTOR | 42.2
339486 | BURNER | 3217.88
339479 | CONVERSION KIT > G20/G25 | 38.82
65107502 | FAN MOTOR | 53.59
339465 | CONVERSION KIT > G31 | 33.46
339463 | POCHETTE G31 NHREV 18 | 47.1
339458 | INJECTOR D: 1.70 | 14.04
339448 | GAS COLLECTOR | 112.01
65109346 | FAN MOTOR | 44.9
65101640 | MOTOR SN03A | 48.16
339444 | GAS COLLECTOR | 136.48
339412 | BURNER (NG) | 1144.56
65101590 | FAN MOTOR | 33.14
339411 | BURNER (NG) | 1140.38
65109537 | FAN MOTOR | 55.23
339378 | PILOT INJECTOR NAT | 5.32
65101838 | MOTOR (FAN) | 68.69
0S4762200 | CABLE HARNESS 3WV STEPPER | 12.06
65107526 | FAN MOTOR | 97.9
65104348 | MOTOR | 63.08
995266 | MOTOR (FAN) | 106.54
995246 | MOTOR (LOUVER) | 39.75
991753 | UPPER MOTOR | 55.39
65105569 | SWING MOTOR | 31.39
995539 | MOTOR (FAN) | 68.53
995529 | FAN MOTOR | 57.65
60081836 | SOLENOID VALVES KIT | 75.61
976196 | FLANGE BRACKET | 11.1
952520 | SPARK GENERATOR | 15.78
65102459 | FAN | 84.06
995265 | CENTRIFUGAL FAN | 32.53
990354 | CABLE-HITCH | 4.85
990350 | AIR RETURN COVER | 3.55
990343 | RECTIFIER DIODE | 27.09
998252 | FAN | 21.37
65109538 | FAN | 18.23
990287 | ROOM SENSOR | 13.52
65107503 | FAN | 17.2
65107528 | FAN | 23.93
65104395 | FAN | 22.73
65101671 | LOWER CENTRIFUGAL FAN | 24.92
65107531 | DISPLAY PANEL | 21.8
65109351 | LCD PANELING | 4.87
65105100 | PRINTED CIRCUIT BOARD (DISPLAY) | 41.28
991933 | P.C.B. WITH DISPLAY | 162.03
65110520 | COMPRESSOR | 269.87
996546 | COMPRESSOR | 489.67
996557 | COMPRESSOR | 634.91
65101666 | COMPRESSOR | 451.4
65102416 | COMPRESSOR | 729.62
87341710 | MOUNTING STRIP OSS4 SOLO | 22.74
65102460 | COMPRESSOR | 1973.43
87341610 | MOUNTING STRIP OSS1/2 SOLO | 16.01
65107598 | COMPRESSOR | 271.92
87337610 | GASKET GAS VALVE-VENTURI | 18.66
65107583 | COMPRESSOR | 266.39
87328830 | JOINT FOR GAS CONNECTION 3/4-15 MM FOR U | 53.13
87328700 | O-RING D. 13,94X2,62 YELLOW SILI | 8.29
87325610 | GASKET VENTURI-FAN | 9.96
991731 | COMPRESSOR | 371.4
990713 | COMPRESSOR | 371.07
992208 | COMPRESSOR | 472.76
998239 | COMPRESSOR | 890.04
990720 | COMPRESSOR | 354.76
65109547 | COMPRESSOR | 207.91
65107569 | COMPRESSOR | 260.96
990829 | CAPACITOR 3300UF/400V | 265.7
996475 | CAPACITOR 1,5uF 450V | 7.4
990322 | CAPACITOR 100UF/400V | 21.93
999686 | BRUNER 6 RAMP (L.P.G.) | 154.51
65103307 | BURNER | 56.23
950030 | FAST FUSE 2A | 2.05
926366 | ROSETTE 3/4 | 1.48
926303 | SUPPORT | 3.5
926302 | PLASTIC COVER | 16.95
65071808 | BRUCIATORE 12 RAMPE LISA23CA/23CS/23BOX | 71.47
926299 | BOX COVER | 15.18
60023009-02 | BURNER HEAD | 325.14
926298 | BASE - BOX | 33.29
60063772 | BURNER HEAD | 105.56
926195 | DIELECTRIC JOINT 3/4Z | 13.88
926168 | FOOT (COMPLETE) | 10.55
60000890 | WATER RETURN SERVICE TAP | 43.3
926071 | WIRE PIN BRACKET | 27.77
60081788 | WATER FLOW SERVICE TAP KIT | 97.64
60068117 | TAP | 131.36
61010932 | ROD PLATE | 39.99
60035748 | AIR SEPARATOR COVER KIT | 41.39
924001 | FLANGE GASKET WITH 5 HOLES Ï 75 | 9.19
995839 | GUIDE LOUVER | 13.96
919049 | ANODE D:26 L:600 | 43.7
65102475 | CONTROL PANEL | 8.18
990672 | CONTROL PANEL | 20.79
60000212 | TABLEAU DE COMMANDE | 16.78
918113 | SCREW 3.9X22 | 1.07
918063 | FOOT M10X40 | 6.43
995461 | CONTROL PANEL | 16.23
918048 | ANODE D:26 L:450 | 37.86
65105099 | FRONT PANEL | 48.33
65102563 | DISCHARGE PIPE (CONDENSATE) | 29.91
998413 | PIPE (CONDENSATE - PLASTIC) | 6.29
995843 | DISCHARGE PIPE (CONDENSATE) | 14.91
61003630 | SIDE PANELS KIT | 387.39
65103418 | CASE PANEL (FRONT) | 69.25
995407 | CABLE (LOW WATER PRESSURE SWITCH) | 15.79
60000217 | CASING | 120.23
995352 | REST.(FLUE - EXHAUST MANIFOLD/HEADER) | 4.85
995348 | CABLE (FLUE CONTROL PROBE) | 13.46
995345 | FLUE CONTROL PROBE | 13.02
65102558 | CASE PANEL (L.H. SIDE) | 27.19
990680 | CASE PANEL (R.H. SIDE) | 33.86
995316 | CABLE (FAN/AIR PRESSURE SWITCH) | 6.87
65100298 | PANEL (L.H. SIDE) | 17.34
65100877 | CASE PANEL (R.H. SIDE) | 75.13
995312 | PLATE (FRONTAL) | 17.21
995296 | WIRED MICROSWITCH | 21.59
995291 | AIR PRESSURE SWITCH | 44.56
60026645 | PILOT INJECTOR D: 0.2 | 8.44
995252 | P.C.B. | 171.77
995234 | SIGNAL RECEIVER | 43.28
995210 | MOTOR (FAN) | 118.9
992201 | GAS MANIFOLD (COMPLETE - NG) | 18.62
995893 | PANEL (L.H. SIDE) | 8.42
990657 | BURNER JET | 5.2
995892 | PANEL (R.H. SIDE) | 8.18
61015961 | CONVERSION KIT NAT > LPG | 64.11
60000657 | CONVERSION KIT LPG > NAT | 33.33
995822 | BEARING BASE | 5.34
995808 | FRONT PANEL SX | 31.96
995730 | FAN | 61.07
995729 | BEARING HOLDER | 12.21
995712 | UPPER AIR GUIDER | 17.51
998432 | BURNER JET (FULL KIT - LPG) (15 PCS) | 18.39
995711 | LOWER AIR GUIDER | 17.51
995698 | COMPRESSOR CAPACITOR 45uF | 49.29
995664 | TERMINAL BOARD | 11.71
60049355-08 | CONNECTION | 20.07
995602 | UPPER AIR GUIDER | 21.03
65101425 | PIPE (C.H. RETURN) | 43.62
995601 | LOWER AIR GUIDER | 19.96
995594 | SWING LOUVER | 17.39
999894 | PIPE D=8 (EXPANSION VESSEL) | 12.82
995593 | SWING MOTOR HOLDER | 15.67
995591 | DISCHARGE PIPE (CONDENSATE) | 14.91
61313033 | HEAT EXCHANGER TUBE | 20.49
995513 | FILTER (AIR) | 13.21
61313034 | TUBE : PUMP TO HEAT EXCHANGER | 20.49
995548 | AIR CLEANER | 12.5
61313522 | VALVE TUBE | 40.8
61314125 | COLD WATER TUBE | 18.42
995503 | REMOTE CONTROL | 73.88
995558 | SWING MOTOR | 21.38
61311767 | COLD WATER TUBE | 30.39
995519 | DISCHARGE PIPE (CONDENSATE) | 14.91
995479 | EXPANSION VESSEL | 89.54
995473 | TERMINAL BOARD | 6.15
995471 | PIPE (D.H.W. CYLINDER - OUTLET) W/UNION | 19.78
65104545 | RETURN PIPE | 60.66
65104544 | DELIVER PIPE | 35.6
65104538 | PIPE (D=1", L=250) | 21.33
990696 | ANODE D:22 L:340 M8 | 16.01
998586 | PIPE (POSITIVE SIGNAL) | 8.32
990693 | PRINTED CIRCUIT BOARD (DISPLAY) | 76.96
65103206 | DELIVERY PIPE | 45.65
65103279 | PIPE (C.H. FLOW) | 49.33
990686 | TEMPERATURE PROBE + CLIP | 16.57
60000211 | PIPE (D.H.W. EXPANSION VESSEL) | 20.34
990685 | SECONDARY EXCHANGER | 125.49
60000210 | TUBE EAU FROIDE SANITAIRE | 18.01
990684 | MAIN EXCHANGER (ALUMINIUM) | 937.03
570452 | PIPE (C.H. RETURN - SECONDARY EXCHANGER) | 13.01
990682 | GAS VALVE | 143.19
996159 | PIPE (COLD WATER INLET) | 28.62
990681 | CASE PANEL (L.H. SIDE) | 20.98
990678 | FLUE (EXHAUST MANIFOLD / HEADER) | 28.18
65103169 | PIPE (C.H. FLOW) | 15.18
998656 | PIPE (GAS VALVE/BURNER JET) | 17.76
990669 | PIPE (SUCTION SILENCER) | 28.08
990389 | PIPE (GAS VALVE/BURNER) | 21.07
990666 | GAS PIPE | 27.36
65100470 | FLANGE GROUP | 51.69
990659 | CONDENSATE TRAP (LOWER) | 9.79
65100331 | VALVE 1/4" | 18.71
65103202 | VALVE | 25.18
60046906 | CHANGE OVER VALVE ASSY | 323.07
990599 | BRACKET FOR SOLAR BOILER | 65.16
60078403 | CHANGE OVER VALVE ASSY | 329.52
990483 | SPRING (D.H.W. PROBE) | 4.37
997101 | HOSE (EXPANSION RELIEF TO DISCHARGE) | 11.26
997100 | PIPE (CYLINDER DISCHARGE) | 24.28
996423 | RED SILICONE PIPE | 13.25
60045328 | LOW PRESSURE TUBE | 26.32
990721 | VALVE 1/4" | 34.94
60045335 | TUBE : PUMP TO HEAT EXCHANGER | 19.9
60045341 | THERMOMETER TUBE | 29.87
573190 | DRAINAGE PIPE | 12.77
60064398-08 | CONNECTING PIPE HOT WATER | 7.69
993014 | ANODE D:25,5 L:230 M5 | 17.65
60078128 | COLD WATER TUBE C.O.V. TO EXC. | 12.46
60072476 | SHORT CIRCUIT TUBE | 19.16
60077749 | HEAT EXCHANGER FLOW BEND | 21.39
574002 | ELEMENT (HEAT EXCHANGER - COPP | 4927.94
999923 | BY-PASS PIPE | 8.2
65107532 | DISCHARGE PIPE | 11.27
992062 | PANEL (R.H.SIDE) | 20.43
60020185 | PILOT TUBE ASSY | 17.31
992035 | AMBIENTE SENSOR | 20.18
992032 | TUBE SENSOR | 9.31
61010055 | BEND RETURN | 10.07
992024 | CARTE ACCES BALIXIA (ARISTON) | 282.83
61004680 | TUBE : PUMP TO HEAT EXCHANGER | 19.22
571819 | SILICONE PIPE (NEGATIVE SIGNAL) | 8.7
61001474 | LOW PRESSURE TUBE | 49.92
991883 | HEATING ELEMENT 1200W 220-240V | 34.73
61001209 | COLD WATER TUBE C.O.V. TO EXC. | 11.65
991927 | BEARING HOLDER | 10.72
61000324 | REPLA KIT COCK & OUTGOING BEND | 133.57
991837 | MANIFOLD (C.H. RETURN) | 75.99
998174 | ADAPTER | 11.08
991821 | AIR RETURN COVER | 3.55
997867 | UNION (CONDENSE DRAIN) | 15.52
65100957 | PIPE (C.H. RETURN) | 23.64
65100522 | PIPE (C.H. FLOW) | 20.9
65103507 | ELBOW (FAN SUCTION SILENCER) | 19.7
990839 | REACTOR | 52.94
990828 | P.C.B. | 279.78
65100423 | SILICONE PIPE | 4.47
996234 | DISCHARGE PIPE (CONDENSATE) | 11.91
65100455 | PIPE (C.H. RETURN) | 17.4
65100452 | PIPE (SECONDARY RETURN BOILER) | 18.34
65100434 | BOILER PIPE | 19.18
991914 | PIPE (C.H. RETURN) | 7.66
998587 | PIPE (NEGATIVE SIGNAL) | 9.35
65105295 | RETURN PIPE (R.H.SIDE) | 69.11
999674 | RETURN GROUP | 38.45
65111731 | COVER | 41.1
65103730 | TOP COVER | 39.68
65101584 | STOP VALVE COVER | 16.17
65101610 | LCD COVER | 12.24
998262 | UPPER COVER ASSEMBLY | 85.45
65102445 | COVER (MOTOR) | 20.83
65102449 | SERVICE COVER | 22.22
60079232 | GAS SECTION COVER | 19.53
60060418 | FLUE TURRET COVER | 5.43
65102458 | COVER (MOTOR) | 20.83
996357 | UPPER COVER ASSEMBLY | 98.75
65105551 | CABLE COVER | 15.02
65107553 | TOP PLATE + DISPLAY | 27.32
65107507 | TOP PLATE | 37.35
65100332 | VALVE 3/8" | 39.37
65100352 | VALVE 1/2" | 41.37
997939 | GAS 5/8" | 63.96
60078182 | CHANGE OVER VALVE BASE | 65.16
60069115 | TAP HEAD ASSY | 13.54
60060647 | WATER RETURN SERVICE TAP | 138.89
60081789 | WATER RETURN SERVICE TAP KIT | 97.58
60031721 | TAP | 65.04
998207 | VALVE 3/8" | 50.52
996579 | VALVE 3/4" | 58.05
65103201 | GAS VALVE | 25.66
61010792 | CONVERSION KIT NAT > LPG | 37.14
61014520 | CONVERSION KIT NAT > LPG | 41.52
61011688 | CONVERSION KIT LPG > NAT | 37.87
61011687 | CONVERSION KIT NAT > LPG | 36.06
61011312 | MANIFOLD 16 INJ. | 19.41
61311034 | MANIFOLD 14 INJ. D:0.82 | 43.93
61018430 | CONVERSION KIT NAT > LPG | 74.4
61016143 | CONVERSION KIT NAT > LPG | 56.54
60079634 | CONVERSION KIT NAT > LPG | 72.04
60023008-07 | MANIFOLD 18 INJ. NAT | 57.83
65102242 | GAS PIPE | 26.04
65103397 | GAS PIPE | 19.81
996586 | DUAL FLOW RESTRICTOR | 78.08
992209 | DUAL FLOW FOR | 41.31
996323 | DUAL FLOW RESTRICTOR | 112.32
998456 | FLOW GROUP | 315.55
65102900 | BLANK FLANGE | 12.76
60071353 | MATING FLANGE - WATER | 86.92
65100271 | PLASTIC PIPE END D=107 | 16.35
65103698 | FRONT PANEL | 40
65103705 | REAR RIGHT CLAPBOARD | 24.78
65104068 | REAR RIGHT CLAPBOARD | 37.17
65107542 | REAR CASE | 40.46
65107529 | REAR CASE | 58.95
65107519 | FRONT COVER | 46.24
691499 | THERMOSTAT | 18
991760 | REAR CASE | 33.46
65107518 | BASE | 32.36
65107501 | FRONT COVER | 24.23
65107562 | REAR CASE | 37.06
65107494 | BASE | 27.53
65107543 | BASE | 26.57
65107544 | FRONT COVER | 27.73
65105237 | FRONT COVER | 59.95
998226 | FRONT PANEL | 121.31
65107493 | REAR CASE | 47.63
65105226 | INSPECTION COVER | 14.04
65105235 | INSPECTION COVER | 14.04
65105227 | FRONT COVER | 35.25
65105234 | REAR CASE | 45.54
65103761 | CASE PANEL (UPPER) | 55.82
996545 | BOTTOM FRAME ASSY | 72.46
996541 | SIDE PLATE (RIGHT) | 35.7
996464 | PANEL (FRONT) | 26.15
65107469 | PANEL (FRONT) | 55.64
65107568 | BASE | 30.02
65103772 | CASE PANEL (SIDE) | 154.13
65103893 | FRONT COVER | 54.07
65103728 | FRONT PANEL | 43.16
65107153 | PANEL (FRONT) | 137
998067 | CASE PANEL INSERT | 14.27
87305700 | GASKET FAN/TOP PART H.EX. | 9.68
65103606 | FRONT PANEL | 48.16
65103614 | REAR RIGHT CLAPBOARD | 43.52
65103612 | REAR LEFT CLAPBOARD | 20.78
86246400 | BLOWER MOTOR HR-K M2EO52-CA 16-19 | 173.96
86124100 | PUMP UPS 20-50 SET | 160.66
995409 | PANEL (L.H. SIDE) | 30.08
65105571 | MIDDLE INSULATION PLATE | 30.06
65101727 | RIGHT SIDE PLATE | 18.76
65101668 | BASE ASSY | 34.94
65100545 | CASE PANEL (FRONT) | 93.02
65101527 | REAR CASE | 31.05
65102728 | LEFT CASE | 32.51
65114708 | TOP COVER | 26.38
573142 | CASE PANEL (R.H. SIDE) | 18.05
60035070 | BURNER BASE | 95.82
60044201 | LEFT SIDE PANEL | 61.68
65109540 | REAR CASE | 40.75
65109531 | FRONT PANEL | 40.01
65328808 | HOLLOW SCREW R 1/2 | 174.91
65328669 | HEIZGASLENKPL / LOGANO GE315 | 318.08
65328583 | EXTENSION PIECE NRG L2= 1000MM | 420.01
61010530 | CASE | 232.36
65109337 | FRONT PANEL | 7.06
0ASPM900001 | PUMP - | 361.93
65100440 | CASE PANEL (FRONT) | 91.97
0ASPMA010049 | PRESSURE SWITCH MPCP, TEDDINGTON | 90.83
65100437 | CASE PANEL (FRONT) | 91.56
0AX00670U | PUMP UPM2 25-85 | 341.52
0AX00800U | SERVICE SUITCASE XL | 1133.01
65110000 | CASE PANEL (UPPER L.H.SIDE) | 160.26
0AA00030U | 3 WAY VALVE 230V A-SERIES FROM | 133.22
0AA00010G | GRASSLIN MECH RF TIMER/RS | 245.8
999988 | CABLE (GAS VALVE) | 21.33
999978 | PIPE (C.H. FLOW) | 27.71
999977 | CONTROL PANEL BUTTON | 5.04
65103483 | CASE PANEL (R.H. SIDE) | 143.43
999946 | INJECTOR (G30) | 7.5
65102440 | PANEL (L.H. SIDE) | 28.85
999925 | EARTH CABLE (FAN) | 5.83
65102441 | PANEL (R.H. SIDE) | 28.85
999919 | SPARK GENERATOR | 33.51
65110523 | COMPLETE FRONT COVER | 85.52
65110516 | COMPLETE FRONT COVER | 22.19
65111704 | TOP COVER | 54.06
65111709 | FRONT PANEL | 47.28
65111727 | REAR RIGHT CLAPBOARD | 36
65111728 | FRONT PANEL | 59.46
572660 | RADIO INTERFERENCE SURPPRESSOR | 12.27
998723 | LOW VOLTAGE WIRING | 35.18
999426 | LOW VOLTAGE WIRING | 51.86
570593 | CABLE (POWER SUPPLY) | 9.29
999452 | PIPE (DRAIN - PLASTIC) | 2.65
65107380 | SIGNAL CABLE | 57.8
61316131 | WIRE ASSEMBLY | 79.97
999411 | PROTECTION SCREEN | 4.99
61012555 | CABLE ABSENCE FLAME | 122.57
61302013 | WIRE ASSEMBLY | 29.49
61313040 | PROGRAMMER CABLE | 13.08
999385 | FLUE HOOD | 43.05
999340 | TRANSFORMER | 31.36
998889 | FAN CABLE & SENSOR | 11.28
65071892 | KIT CONNETTORE VALVOLA GAS VK 4105 | 56.49
999300 | HIGH VOLTAGE WIRING | 41.75
999245 | PRESSURE GAUGE | 15.06
65103337 | LOW VOLTAGE WIRING | 22.19
65103339 | WIRING | 46.06
999238 | CONTROL PANEL COVER | 6.13
65074875 | WIRING (GENERAL) | 91.43
65074895 | CARD - INTERFACE CABLE | 6.23
65102021 | CABLE (POWER SUPPLY) | 16.58
999198 | FLOW REGULATOR (8 L/MIN) | 6.48
999178 | CABLE (FAN/P.C.B.) | 13.59
999177 | GAS VALVE CABLE | 24.41
999169 | CASE PANEL (R.H. SIDE) | 97.38
65100480 | LOW VOLTAGE WIRING | 20.09
999151 | PANEL (FRONT - SEALED CHAMBER) | 40.65
999133 | OUTDOOR SENSOR | 38.14
573768 | GASKET (AIRTIGHT - CONDENSATE TRAP) | 7.52
999723 | P.C.B. (TX MFFI) | 161.95
999722 | P.C.B. (TX MI) | 161.95
60018652 | GASKET (/Gas section) | 1.07
65101291 | GASKET (AIR RETURN COVER) | 1.89
999696 | PAINTED CONNECTING PART | 1599.4
65103364 | GAS VALVE GASKET | 7.5
573596 | DIAPHRAGM (MAIN FLOW SWITCH) | 7.74
999677 | ELECTRODE (IGNITION) | 79.3
60019016-10 | DIAPHRAGM | 6.41
65100019 | TERMINAL BOARD | 24.03
999601 | GASKET (ANTI-VIBRATION) | 1.61
999595 | SPRING (PUSH BUTTON) | 1.16
999557 | FIXING SPRING (THERMOSTAT) | 3.29
999548 | CABLE (SEALED CHAMBER) | 21.27
999547 | EARTH CABLE (P.C.B.) | 6.57
60000921 | GASKET D:88-80-12 | 13.09
60084204 | GASKET | 10.76
60081518 | GASKET KIT | 38.81
999522 | P.C.B. (TEC1-FFI 56░) | 161.95
60081215 | GASKET KIT | 7.5
999521 | CABLE (POWER SUPPLY) USE CODE - 65101073 | 8.23
60077900 | GASKET (/Adaptator) | 13.16
999511 | 10 L FLOW LIMITING DEVICE | 9.32
60061856-12 | SHEET GASKET D: 25-21.2-1.5 | 1.4
60024183-25 | O-RING D: 21.3-3.6 | 0.77
999499 | PRINTED CIRCUIT BOARD (CBM2 AT-FFI2X) | 161.71
60022171-10 | DIAPHRAGM | 6.66
60030305 | GAS VALVE FACING | 1.07
60042374 | GASKET | 0.86
999475 | GAS VALVE (SIT 843 SIGMA) | 202.77
60039443 | ELECTRODE CABLE | 2.86
65100508 | CABLE (OVERHEAT THERMOSTAT) | 14.39
60074516 | FAN CABLE | 47.48
60054732 | DOUBLE MICRO SWITCH | 13.98
60054615 | CHANGE OVER VALVE CABLE | 23.3
65102067 | EARTH CABLE (FAN) | 3.08
996478 | TERMINAL BOARD | 15.25
65104883 | CABLAGGIO SENSORI PRESS.PWM CIRC. | 28.59
996149 | AREA VALVE CONNECTION CABLE | 5.46
0S4759600 | SUPPLY CABLE GROMMET | 13.36
0S4750200 | PIPE RETURN | 46.64
0S4643900 | CONNECTION CABLE FOR EXTERNAL PUMP | 49.43
61004336 | CABLE : WATER FLOW SWITCH | 11.28
61004678 | FAN CABLE | 30.86
0S4525900 | PUMP RETURN PIPE | 62.19
0S4396800 | CYLINDER SENSOR MAD | 27.17
61306314 | WIRE ASSEMBLY | 50.91
0S4181600 | LIP-RING Ï90 | 10.87
0S1034100 | OUTER CASING CLIP | 12.35
61000731 | CABLE : WATER FLOW SWITCH | 9.58
61001342-20 | SWITCH & CABLE | 44.38
65101639 | LEVEL SWITCH | 14.1
65105541 | SWITCH WITH WHITE WIRING | 38.11
61311319 | ELECTRICAL BOX | 332.63
61309787 | PRINTED CIRCUIT BOARD LEAD | 14.73
65107495 | POWER CABLE | 30.48
65107534 | MICROSWITCH | 15.24
65107511 | MICROSWITCH | 18.05
65107508 | HUMIDITY SWITCH | 31.66
573894 | TERMINAL BOARD | 11.24
572996 | HIGH VOLTAGE WIRING | 22.03
65103200 | CABLE (TIME CLOCK) | 9.05
65122406 | CABLE HCR-LWT-PWM-FLOWMETER | 52.2
65103504 | LOW VOLTAGE WIRING | 10.59
65103710 | 5-POLE TERMINAL BLOCK | 15.7
65103734 | TERMINAL BOARD 5P. | 16.31
65070007 | CONNECTOR (IGNITION ELECTRODE CABLE) | 20.73
998459 | ELECTRODE CABLE (RESISTIVE) | 10.08
991828 | HIGH VOLTAGE WIRING | 19.57
61401006 | MOTOR (3-WAY VALVE) (RAZ-5 F) 230V | 615.33
996295 | 4-WAY VALVE WITH COIL | 199.46
60000748 | SERIGRAPHED STRIP KIT | 51.03
996644 | KIT (CABLE-HOLDER) | 29.29
997088 | SAFETY VALVE | 13.04
996643 | PLASTIC COVER WITH SCREW | 26.41
997199 | PIPE (MAIN EXCHANGER - 3 WAY GROUP) | 19.31
997206 | OVERHEAT THERMOSTAT | 12.25
997207 | TIME CLOCK | 112.11
997267 | CASE PANEL - SIDE | 35.13
999987 | SPARK GENERATOR | 33.51
997471 | ROOM SENSOR | 13.52
998098 | HOT WATER DIFFERENTIAL PRESSURE SWITCH | 52.28
998099 | MAIN CIRCUIT FLOW SWITCH USE 65100519 | 52.28
573319 | MAIN CIRCUIT FLOW SWITCH | 52.28
573224 | MAIN CIRCUIT FLOW SWITCH | 52.28
996616 | EXTRA CAPACITY PUMP KIT (VERT. 1 ATT.) | 265.25
998179 | MAIN CIRCUIT FLOW SWITCH | 52.28
997713 | MAIN FLOW SWITCH | 52.28
571495 | MAIN CIRCUIT FLOW SWITCH | 52.28
996613 | PUMP CIRCUL.RP1 VERT.ATTACHMENT+FITTINGS | 132.58
65104711 | WATER FILTER | 15.18
996587 | COMPRESSOR | 1113.67
573535 | GASKET (GAS) 1/2 | 1.26
65102179 | ASSEMBLED SHUTTER | 46.92
996581 | COMPRESSOR | 1973.43
995930 | DIVERTER VALVE ASSEMBLY | 46.92
998972 | 3-WAY SPRING KIT (D.H.W.) | 46.92
996553 | FAN MOTOR | 130.82
570605 | PUMP PRESSURE SWITCH | 17.73
998627 | LOW PRESSURE SWITCH | 17.73
573615 | PUSH BUTTON (PIEZO) | 18.8
998088 | COAXIAL CLAMP GASKET (D=100) | 8.66
998076 | SIGHT GLASS - GASKET | 6.69
998075 | SIGHT GLASS | 6.69
998071 | RETURN GROUP | 164.08
997181 | O-RING 4067 | 1.21
65100547 | PRESSURE GAUGE VALVE GROUP | 205.81
574233 | SPARK GENERATOR | 33.51
998043 | FIXING SPRING | 6.74
998645 | SPARK GENERATOR | 33.51
998647 | FLOW GAUGE (BITRON - 1/2 M-M) | 17.92
996072 | FLOW GAUGE (BITRON - 1/2 M-M) | 17.92
998622 | ELECTRODE (IGNITION L.H.) | 7.02
998623 | ELECTRODE (IGNITION R.H.) | 7.02
998012 | CABLE (POWER SUPPLY) | 20.84
999591 | PUMP | 285.22
60001904 | CONTACT SOCKET CONNECTOR 2 P. TA2/FLOOR | 7.68
65100892 | HEAT EXCHANGER BODY | 1229.26
997855 | CABLE (ANTI-FROST SENSOR) | 31.31
65102166 | CONDENSE TRAY | 34.38
997854 | REMOTE CONTROLLER | 52.27
997831 | PUMP (DRAIN) | 182.12
998291 | REVERSING VALVE COIL | 47.82
65101287 | TAP M/M 3/8 | 24.68
990742 | TAP (M/M 3/8 - C.H. FLOW) | 12
998613 | FLOW GROUP | 208.28
573121 | 3-WAY PRESSURE GAUGE VALVE GROUP | 252.68
570732 | GAS VALVE (SIT TANDEM) | 201.01
571653 | AIR PRESSURE SWITCH | 46.49
573138 | MICROSWITCH - MAIN FLOW SWITCH | 18.4
570586 | PIPE (SECONDARY RETURN) | 14.86
997709 | M3/4 -M1/2 REDUCTION | 11.64
570664 | BRASS DISTRIBUTION GROUP CONNECTOR PIPE | 5.27
997687 | EXPANSION VESSEL | 48.39
996045 | UNION BY-PASS + O-RING | 10.43
573245 | BY-PASS PIPE | 44.36
997656 | GAS VALVE | 156.73
571575 | SILICONE PIPE (POSITIVE SIGNAL) | 8.02
65103401 | PIPE (C.H. FLOW) | 65.45
65102860 | DISCHARGE PIPE (CONDENSATE) | 14.91
569863 | SILICONE PIPE (NEGATIVE SIGNAL) | 8.02
65111233 | DISCHARGE PIPE (CONDENSATE) | 14.91
571831 | THERMOSTAT (D.H.W.) | 31.06
564945 | THERMOSTAT (CENTRAL HEATING) | 34.4
573747 | LIMIT THERMOSTAT | 12.02
997550 | TUBE SENSOR | 18.62
995793 | TUBE SENSOR | 16.4
996055 | REMOTE CONTROL | 158.22
65100786 | TUBE SENSOR | 12.58
995535 | TUBE SENSOR | 18.62
65100785 | ROOM SENSOR | 13.29
65103601 | TUBE SENSOR L:1300mm | 24.79
995536 | ROOM SENSOR | 13.52
995538 | TUBE SENSOR | 18.4
570568 | FLUE CONTROL PROBE | 11.12
995975 | P.C.B. (MAIN) | 627.43
995974 | P.C.B. (MAIN) | 627.43
65101021 | RESTRICTOR (FLUE-EXHAUST MANIFOLD-D=41) | 5.12
996196 | REMOTE CONTROLLER | 52.27
990425 | REMOTE CONTROL | 73.88
996529 | MOTOR (FAN) | 66.08
65105058 | UNIVERSAL REMOTE CONTROLLER | 41
996521 | TUBE SENSOR | 18.4
996500 | REMOTE CONTROL | 73.88
65100068 | REMOTE CONTROL | 66.67
573920 | REMOTE CONTROL (COOL) | 66.67
996466 | FAN | 18.58
65102812 | CONDENSER COIL | 975.63
996459 | ROOM SENSOR | 13.52
569487 | MAIN EXCHANGER | 228.82
996431 | BEARING HOLDER | 4.6
569562 | MAIN EXCHANGER | 285.85
996426 | EXTENSION (WITH 15 OHM RESISTANCE) | 3.57
572835 | MAIN HEAT EXCHANGER | 285.85
572749 | MAIN HEAT EXCHANGER | 228.82
996417 | BURNER 13 RAMP (LPG) | 82.92
570742 | MAIN CIRCUIT FLOW SWITCH | 63.94
996412 | PIPE (COLD WATER INLET) | 7.24
65104157 | WATER COLLECTOR | 13.9
65101460 | CONTROL PANEL COVER | 8.77
998274 | COVER | 18.16
997998 | TOP PLATE | 50.87
999266 | TOP COVER | 22.48
996364 | SIGNAL RECEIVER | 9.87
574159 | COVER | 22.48
995827 | TRANSFORMER | 31.36
65103852 | P.C.B. | 59
996163 | PRINTED CIRCUIT BOARD (CMP2 MI/FFI) | 266.01
995081 | POWER MODULE | 290.51
65100167 | RECEIVER BOARD | 38.14
990326 | RECTIFIER DIODE | 27.09
990337 | POWER MODULE | 290.51
996123 | PUMP GASKET | 4.38
996121 | CABLE (EARTH) | 3.85
998747 | CONTROL KNOB KIT | 12.62
573933 | VALVE 1/4" | 20.68
998729 | PIPE (GAS VALVE) | 17.79
998727 | PIPE (C.H. FLOW) | 26.54
60100112-20 | WATER SERVICE TAP | 21.95
998718 | 3-WAY SPRING KIT (C.H.) | 63.01
995789 | VALVE 1/4" | 27.19
998568 | PUMP PLUG | 6.23
998596 | FRONT PANEL CROSSBAR | 5.03
998695 | CASE PANEL (L.H. SIDE) | 27.19
998598 | PANEL (COMBUSTION CHAMBER FRONT) | 12.5
998694 | CASE PANEL (R.H. SIDE) | 27.19
990328 | RADIATOR | 23.41
65101606 | ANEL (FRONT - SEALED CHAMBER) | 40.65
998676 | HIGH VOLTAGE WIRING | 54.43
998672 | ELECTRODE (IGNITION/DETECTION) | 22.1
999495 | EXTENSION (WITH 15 OHM RESISTANCE) | 3.57
65105038 | PANEL (FRONT - SEALED CHAMBER) | 29.98
65100521 | FIXING SPRING USE 65102550 | 4.3
998895 | PANEL (INSULATION - FRONT) | 13.99
65100712 | GRANKASE (CONNECTORS COVER) | 5.21
65100679 | CLIP | 3.24
998963 | PANEL (COMBUSTION CHAMBER - R.H.SIDE) | 6.05
998964 | PANEL (COMBUSTION CHAMBER - L/H SIDE) | 6.39
995334 | PANEL (COMBUSTION CHAMBER - FRONT) | 26.07
998629 | CABLE (3-WAY VALVE MOTOR) | 13.71
996134 | PANEL (COMBUSTION CHAMBER - FRONT) | 12.5
65105487 | U-CLIP | 7.83
998618 | BURNER 12 RAMP (NATURAL GAS) | 115.59
65103840 | WALL MOUNTED PLATE | 10.74
65103697 | FRONT GRILL | 31.11
65103725 | VALVE SUPPORT | 8.78
998765 | PRINTED CIRCUIT BOARD (DISPLAY) | 76.96
65103720 | TOP COVER | 29.52
65103707 | VALVE SUPPORT | 4.04
65103706 | BIG HANDLE | 8.87
65101897 | CABLE CLAMP | 2.97
997204 | CONTROL PANEL COVER (FRONT) | 11.82
65102550 | FIXING SPRING (THERMOSTAT) | 4.3
998947 | PRINTED CIRCUIT BOARD (CMP1-FFI) | 266.01
65105369 | PANEL (FRONT - SEALED CHAMBER) | 40.65
573721 | INSULATION PANEL - FRONT | 10.56
573720 | INSULATION PANEL - SIDE | 9.44
998939 | BURNER | 75.68
573443 | PANEL (INSULATION - SIDE) | 11.15
573336 | IGNITION ELECTRODE CABLE RUBBER | 4.76
573310 | EXPANSION VESSEL INSERT | 2.87
998910 | PIPE (C.H. FLOW) | 25.91
573113 | AIR DIFFUSER | 7.86
998894 | FAN | 87.55
573047 | FIXING PLATE - FAN | 21.22
573722 | INSULATION PANEL - FRONT | 9.02
573724 | INSULATION PANEL - REAR | 11.27
574179 | AIR INTAKE GRILL | 26.54
574056 | CASTOR | 8.17
570535 | CYLINDER POLYURETHANE SHELL (FRONT) | 27.54
569421 | THERMOSTAT REGULATION KNOB | 13.34
570542 | SPRING (D.H.W. PROBE) | 4.37
571685 | MAIN FLOW SWITCH REED SYSTEM | 18.4
998806 | FAN | 78.28
571102 | PANEL (FRONT - SEALED CHAMBER) | 78.29
65070075 | AUTO AIR VENT | 8.21
998772 | ON/OFF PUSH BUTTON KIT | 10.69
998516 | SEAL (COMBUSTION CHAMBER - 10X6) | 11.25
998414 | CASE PANEL - SIDE | 35.13
65100879 | GASKET (ADHESIVE - 10x6 MM) | 11.25
573865 | COVER PLATE GASKET | 11.87
998403 | R.H. HYDRAULIC SUPPORT BRACKET | 5.86
995349 | GASKET (FAN) | 2.56
998263 | MOTOR (LOUVER) | 31.88
65102348 | GAS VALVE | 164.2
571438 | GAS VALVE | 218.99
999466 | FLUE HOOD | 36.7
998227 | PROPELLER FAN | 88.75
998223 | COMPRESSOR | 1234.45
998925 | FLUE HOOD | 113.71
998120 | FLUE (EXHAUST MANIFOLD / HEADER) | 178.08
998799 | HYDRAULIC GROUP | 230.13
573332 | SUPPORT PLATE (AIR PRESSURE SWITCH) | 7.06
995863 | FILTER | 13.73
998131 | INSULATION PANEL - FRONT | 10.56
65103744 | EXTERNAL COMPLETE UNIT | 229.33
65103745 | EXTERNAL COMPLETE UNIT | 343.98
65103747 | EXTERNAL COMPLETE UNIT | 738.78
65104161 | EXTERNAL COMPLETE UNIT | 229.33
998580 | CABLE HOLDER | 2.12
573456 | EXPANSION VESSEL 8L | 89.54
998577 | LED (L=14.2) | 4
999185 | EXCHANGER | 642.44
65103920 | EVAPORATOR | 79.07
995509 | EVAPORATOR ASSY | 74.98
998567 | NUT | 1.71
65106531 | EVAPORATOR | 99.4
65103990 | STANDARD DISPLAY BOARD | 36.28
999942 | CONTROL PANEL (FRONT) | 9.64
995779 | COMPRESSOR | 286.47
998458 | TEMPERATURE PROBE | 8.15
990749 | COMPRESSOR | 371.07
990724 | COMPRESSOR | 371.4
60019869-14 | THERM WASHER D: 16.5-11-1.5 | 0.81
65103703 | REAR LEFT CLAPBOARD | 20.22
60019868-12 | THERM WASHER D: 19.1-13.4-1.5 | 0.9
65103723 | REAR RIGHT CLAPBOARD | 27.48
60020385-06 | HEATING BODY | 188.65
65103715 | FRONT PANEL | 51.88
65103721 | REAR LEFT CLAPBOARD | 20.26
60019544-02 | WATER THROTTLE ASSY | 21.05
990813 | FRONT PANEL | 55.7
60019483 | THERMOELECTRIC VALVE | 22.5
60019448-08 | VENTURI D: 2.25 | 7.49
65103839 | REAR CASE | 41.38
60019317 | SCREW H M 5-20 | 1.07
65103865 | REAR CASE | 45.77
60020747-18 | NUT 1/2" THICK: 10 | 3.37
998276 | PANEL (FRONT) | 19.8
60020747-38 | NUT 1/2" H=10 | 2.75
998279 | PANEL (R.H.SIDE) | 18.76
60020748-80 | NUT 3/4" THICK: 13.5 | 1.59
998690 | PANEL (FRONT CASE) | 54.98
60020769-06 | CIRCLIPS EXT D: 3.1 | 1.23
995812 | RIGHT SIDE PLATE | 49.91
60020769-23 | CIRCLIPS EXT D: 8 | 0.47
998607 | PANEL (FRONT CASE) | 54.98
65109853 | LEFT CLAPBOARD | 20.26
60021061-10 | O-RING D: 5.7-1.9 | 0.29
60019197-03 | SCREW M 4-6 | 1.07
60018961 | WATER SECTION TOP COVER | 7.8
572696 | CASE PANEL - SIDE | 35.13
60018892-40 | VENTURI D: 1.95 | 13.03
60018653 | GASKET(/Box cover) | 1.04
569471 | CASE DOOR INSERT | 10.27
60016416 | BEARING PLATE | 2.82
60015691-03 | SCREW M 5-8 | 0.53
60014795 | GAS SPINDLE | 5.41
574180 | RIGHT SIDE PLATE | 51.42
60014364 | LOCK NUT M 16-100 | 1.18
60014154-21 | INJECTOR D: 1.13 | 1.66
60014154-10 | INJECTOR D: 0.70 | 0.97
60014044 | SCREW CLS M 6-14 | 0.76
65111708 | REAR RIGHT CLAPBOARD | 31.65
60010942-13 | SCREW HS M 6-25 | 1.59
991733 | CAPACITOR 2UF 450V | 17.93
60010793-08 | PLUG | 4.14
60024164-09 | O-RING D: 4.9-1.9 | 0.45
60024164-08 | O-RING D: 4.2-1.9 | 0.46
65102149 | CAPACITOR CBB65 60UF/450V 55X110 | 52.26
60023206-13 | WATER RESTRICTOR D: 3.7 | 4.23
65101582 | COMPRESSOR CAPACITOR 35uF | 26.6
995761 | COMPRESSOR CAPACITOR 30UF/400V | 26.6
995673 | CAPACITOR | 11.57
60022864-08 | NUT H M 10-1 | 2.02
997289 | CONTACTOR | 41.68
60022834-14 | SHEET GASKET D: 29.6-22-1.5 | 1.62
60022834-02 | SHEET GASKET D: 29.9-24.4-1.5 | 2.09
60022833-10 | PERB WASHER D: 34.1-25.7-1.5 | 0.92
65103844 | 5-POLE TERMINAL BLOCK | 17.65
60022269-08 | VENTURI D: 4.3 | 5.5
60022184-08 | CONNECTION M 1/2 | 7.35
573741 | SUMMER/WINTER SWITCH | 4.52
60022118-03 | WASHER D: 10-5-1 | 0.44
573742 | NEON LIGHT ON/OFF SWITCH | 5.02
60022113-12 | O-RING D: 10-2.5 | 1.06
574271 | WIRING - LOW VOLTAGE | 31.63
572995 | LOW VOLTAGE WIRING | 38.82
60022084 | NUT H M 4-0.70 | 0.82
573286 | CABLE (GAS VALVE) | 24.41
60021894 | OLIVE D: 18.1 | 6.17
60021061-45 | O-RING D: 6.4-1.9 | 1.07
573304 | ON/OFF RELEASE/PUSH BUTTON | 15.36
573451 | SELECTOR SWITCH (C.H) | 5.02
60021061-41 | O-RING D: 14.1-1.6 | 0.87
60021061-36 | O-RING D: 6-1 | 0.44
998632 | CABLE (TEMPERATURE PROBES) | 17.2
60021061-34 | O-RING D: 8-1.9 | 1.28
999153 | HIGH VOLTAGE WIRING | 18.29
998865 | WIRING (PROBE) | 8.02
65070006 | ON/OFF SWITCH | 5.02
990957 | RELAY | 32.75
60008664-13 | NUT H M 5-0.80 | 0.97
65100526 | BURNER | 111.78
60007059-03 | WASHER D: 12-6.2-1.2 | 0.45
570474 | PANEL (L/H - COMBUSTION CHAMBER) | 4.91
569380 | PANEL (FRONT - COMBUSTION CHAMBER) | 10.54
569382 | PANEL (FRONT - COMBUSTION CHAMBER) | 6
60005674 | JET OUTLET | 1.9
572271 | BURNER 13 RAMP (NATURAL GAS) | 132.61
572277 | BURNER 13 RAMP (LPG) | 82.92
60004806-03 | TRAPPED NUT M 6 | 0.59
65100718 | BURNER | 114.6
65100717 | BURNER | 56.23
65100714 | BURNER | 145.45
65100711 | BURNER | 56.23
573989 | AIR PRESSURE SWITCH | 59.74
571652 | AIR PRESSURE SWITCH | 50.6
995580 | 4-WAY VALVE | 51.01
65073690 | 4-WAY VALVE STF-01 | 67.1
990735 | 4-WAY VALVE | 67.1
60003422 | O-RING 44,45X3,53 | 8.7
65100329 | 4-WAY VALVE | 67.1
60003400 | WIRING (FLANGE-MAIN P.C.B.) | 27.5
60003399 | WIRING (FLANGE-MAIN P.C.B.) | 29.68
65104582 | BURNER JET FULL KIT (LPG) | 30.45
65106690 | BURNER JET FULL KIT (LPG) | 63.65
60003381 | CONVERSION KIT G31 NHRE C 34 KW | 1572.67
60002874 | PLASTIC COVER | 16.96
60002529 | FAN | 289.81
60002335 | GAS RESTRICTOR D: 4.30 | 1.44
61313340 | AIR PRESSURE SWITCH 116>138 Pa | 69.01
61307665 | AIR PRESSURE SWITCH 30KW | 51.4
60001939 | GAS TUBE 35 KW | 26.86
61307335 | AIR PRESSURE SWITCH 28KW | 50.56
65104297 | DISPLAY WIRING | 5.16
65100978 | AUTO AIR VENT | 8.21
60001903 | CONTACT SOCKET CONNECTOR 2 P. TNK | 7.68
65105903 | AIR VALVE FITTING | 20.62
60000669 | SERIGRAPHED STRIP KIT | 51.03
997208 | TIME CLOCK | 112.11
990741 | TAP (M/M 3/8 INC.NON-RETURN-C.W. INLET) | 24.68
65110525 | MAIN CONTROL BOARD + HUMIDITY SENSOR | 70.64
998089 | COAXIAL CLAMP (D=100) | 16.65
61311036 | SUPPORT BRACKET | 27.08
60001899 | P.C.B. (MAIN) | 273.02
65107579 | COMPLETE WATER TANK | 111.82
60001898 | P.C.B. (MAIN) | 273.02
60001897 | P.C.B. (MAIN) | 204.48
60001085 | BLACK GASKET D:67.6-59-10 | 11.5
60001589 | SERIGRAPHED STRIP KIT | 38.45
60000749 | SERIGRAPHED STRIP KIT | 51.03
60001513 | SUPPORT FOR THERMOSTAT | 18.05
60001216 | INSULATION | 20.68
65104521 | SEALED CHAMBER PROBES WIRING | 25.11
60000812 | EARTH WIRE FAN ASSY | 5.88
60034881 | SINGLE MICRO SWITCH | 11.94
65107060 | CABLE (PUMP) | 30.6
60034799 | CONTROL UNIT | 24.17
999550 | SPARK GENERATOR | 30.04
61400043 | GASKET (/ Resistance) | 2.8
60034779 | THERMOSTAT CARTRIDGE | 22.2
995896 | PUMP MOTOR (27 KW) | 266.61
999429 | PIPE (SECONDARY RETURN) | 11.5
65103207 | PIPE (C.H. RETURN) | 45.58
60034119 | PILOT HEAD | 3.62
60034095 | PIEZO MECHANISM COVER | 6.12
60034118 | BEARING RING | 7.26
60034067-08 | WATER SECTION 1F HP | 100.01
990361 | 3BAR VALVE RUBBER WASHER | 1.65
60034040 | GAS CONTROL KNOB | 6.05
60033600-03 | GAS SECTION COVER | 2.85
60033599 | GASKET (/Cover) | 1.48
65109355 | FILTER GRILLE | 42.6
60033509 | FUSE 109C | 9.85
60033470 | NON-RETURN VALVE | 12.52
65102574 | PLUG | 34.38
60033191 | FUSE 182C | 2.45
60032390-08 | SCREW CB M 6-12 | 0.87
65103864 | FAN MOTOR | 83.28
60032295 | THERMOELECTRIC BOX | 129.04
65107566 | COMPLETE WATER TANK | 22.35
60032123 | TEMPERATURE SELECTOR ASSY | 14.73
65070229 | GASKET | 10.66
60032119 | COLD WATER KNOB | 4.02
60031993 | TEMPERATURE SELECTOR ASSY | 16.8
60031953 | VALVE CONNECTING PIPE | 14.66
60031816 | HEATING VALVE | 32.82
65101386 | CONTROL PANEL | 6.34
60031738 | THERMOSTAT 110C | 27.91
60031731 | OVERHEAT THERMOSTAT 110C KIT | 14.34
65107581 | COMPLETE FRONT COVER | 111.82
995835 | FRONT PANEL | 77.91
60031546 | CLIP | 1.23
65109343 | LEFT SIDE PLATE | 42.6
60031521-03 | TAPPING SCREW CBLZ D: 3.5-6.5 | 0.45
65109356 | RIGHT SIDE PLATE | 42.6
65072508 | CONDENSATORE MOTORE 1.2uF/450V FASTON | 8.9
65107575 | CAPACITOR 1,2uF | 8.9
60040947 | WATER SECTION 2F HP ASSY | 149.71
65104517 | HEAT SENSOR CABLE | 23.04
998859 | HIGH VOLTAGE WIRING | 18.29
60040099-06 | HEATING BODY | 146.45
60000843 | HEAT SENSOR CABLE | 16.15
992179 | COMBUSTION CHAMBER | 16.13
60039783 | CONNECTING PIPE | 9.89
60039055 | CAM | 2.65
65100948 | MAIN CIRCUIT FLOW SWITCH | 52.28
571654 | MAIN CIRCUIT FLOW SWITCH | 52.28
60038220 | VALVE GUIDE | 2.67
572262 | HOT WATER DIFFERENTIAL PRESSURE SWITCH | 52.28
997091 | HOT WATER DIFFERENTIAL PRESSURE SWITCH | 52.28
60037309 | GAS FILTER | 2.49
573996 | HOT WATER DIFFERENTIAL PRESSURE SWITCH | 52.28
60037306 | GASKETS SET | 50.4
60037227-03 | SPRING WASHER D: 5 | 0.97
65104330 | WATER FILTER | 15.18
60036520-03 | SCREW M 5-35 | 3.62
65102178 | EXCHANGER GASKET | 111.47
60036313 | IGNITION SAFETY ASSY | 10.58
65102362 | GASKET (COMBUSTION CHAMBER PANEL-FRONT) | 111.47
60036140 | CROSS LIGHTING STRIP | 12.98
65102439 | GUARNIZIONI CAMERA COMBUSTIONE 32KW | 111.47
65071328 | OTTURATORE CON O-RING | 46.92
60035750 | AIR SEPARATOR VALVE | 6.91
573140 | TEMPERATURE/PRESSURE RELIEF VALVE(7 BAR) | 85.38
60035413 | SPRING | 0.75
65102394 | EXPANSION RELIEF VALVE 6 BAR | 19.56
60035378-03 | WASHER D: 25-6.5-1.5 | 0.85
60035087 | THERMOCOUPLE | 18.67
60035084 | THERMOCOUPLE LEAD | 14.68
65100989 | LOW PRESSURE SWITCH | 17.73
60035010 | THERMOSTAT CARTRIDGE | 38.17
990365 | MOTOR SUPPORT | 6.36
65101024 | MOTOR SUPPORT | 6.36
60025752 | PROTECTIVE CAP | 20.82
60025690-14 | WASHER D: 29.6-22-1.5 | 1.09
60000529 | CONDENSATE TRAP (UPPER) | 24.84
60025617-03 | SCREW M6X38 | 0.88
60000547 | SERIGRAPHED STRIP KIT | 51.03
60025558 | NUT M 18-1 | 3.19
65102571 | P.C.B. | 267.53
60025533-08 | HIGH PRESSURE TUBE | 9.56
60000350 | PRINTED CIRCUIT BOARD | 591.18
998685 | P.C.B. (TEC1-MI) | 161.95
60025182 | WALL MOUNTING BRACKET | 7.22
998641 | P.C.B. (TEC1-FFI) | 161.95
60025136 | ANTI VIBRATION BUSH | 1.9
65104838 | SCHEDA CALDAIA THERMOWATT ACO-MCU SW 5.0 | 389.31
65100254 | O-RING (R1XP70 - DIVERTER VALVE) | 6.36
60024959-03 | O-RING D: 22-2 | 0.7
60024653 | GASKET (/ Base) | 1.91
60000530 | O-RING D: 26.7-1.78 | 24.84
65102589 | O-RING | 1.45
60024184-06 | O-RING D: 3.4-1.9 | 0.73
60001143 | TUBE PVC D:19 L:247 | 8.7
60000877 | PANEL (FRONT - SEALED CHAMBER) | 39.1
60024183-12 | O-RING D: 7.2-1.9 | 0.6
60024183-10 | O-RING D: 5.7-1.9 | 0.6
60024183-09 | O-RING D: 4.9-1.9 | 1.09
60024164-49 | O-RING D: 15.6-1.78 | 1.4
61015385 | PUMP + AIR SEPARATOR | 303.93
61002105-10 | IGNITER | 56.16
60024164-40 | O-RING D: 16-1.25 | 1.61
65104281 | SPARK GENERATOR | 42.03
60001091 | IGNITION ELECTRODE | 7.28
998832 | DIGITAL CLOCK X COMPACT | 112.11
65104580 | BURNER JET FULL KIT (LPG) | 63.65
61308519 | RESTRICTOR D: 5.55 | 260.57
65100890 | ELECTRODE (IGNITION) | 28.52
60026501-03 | NUT H M 6-1 | 0.49
999207 | PUMP HEAD | 266.61
60031226 | FILTER | 9.91
998836 | PUMP (GOLD 50) | 285.22
60031035-03 | SCREW M 5-25 | 0.7
999085 | CIRCULATION PUMP WITH PLASTIC ROTOR | 285.22
60030900 | TUBE PVC D: 9 L: 315 | 4.15
999091 | PUMP (GOLD 60) | 285.22
998961 | PUMP HEAD | 266.61
60029793-08 | LOW PRESSURE TUBE | 17.16
61400041 | GASKET (/ Resistance) | 3.76
65074865 | GUARNIZIONE NA 1000 d30x20x2Sp VETRINO | 3.13
60028979 | GAS CONTROL KNOB | 2.93
60000554 | SHEET GASKET D: 12-6-2 | 0.74
60028851 | PILOT TUBE | 12.96
998638 | PANEL (INSULATION - FRONT) | 10.48
60028664 | PILOT TUBE | 7.94
60028466-03 | FAN WASHER D: 4 | 1.42
60028463 | CAPACITOR (1 SPEED) | 13
60028417-45 | GAS RESTRICTOR D: 6.4 | 20.82
60028417-41 | GAS RESTRICTOR D: 6.5 | 16.88
60028417-05 | GAS RESTRICTOR D: 4.2 | 11.5
65103521 | SPRING (BY-PASS PIPE) | 3.55
65104292 | CLIP | 6.61
60027838 | GROMMET | 0.83
998606 | PUMP BRACKET | 4.27
60027837 | GROMMET | 0.6
60000864 | BURNER 12-18KW | 111.76
60027409 | KNURLED NUT M 16-1 | 2.07
65102584 | UNION | 34.38
60027051-03 | THERMOCOUPLE SUPPORT | 20.97
65102560 | CONDENSATE TRAP | 34.38
60027032 | GAS SERVICE TAP | 50.55
65102476 | ANTICONDENSATE KIT | 34.38
992076 | COIL OF REVERSING VALVE | 47.82
60026722 | SPRING | 1.37
65100034 | COIL OF REVERSING VALVE | 47.82
61011043 | WATER FLOW SERVICE TAP | 42.36
65100947 | DISTRIBUTION GROUP (C.H.FLOW) | 208.28
60026507 | NUT H M 16-2 | 2.12
60000287 | BURNER 35KW | 136.87
60002211 | EXPANSION VESSEL | 157.97
60002218 | FAN-GAS VALVE CABLE (230V) | 35.03
60002219 | FAN-GAS VALVE CABLE (230V) | 38.15
60002224 | FRONT CONTROL PANEL COMPLETE | 32.41
60002269 | FLANGE WITH ANODE | 72.99
60001992 | FLEXIBLE PIPE L=3000 D:200 | 81.03
60078766 | HOT WATER TUBE ASSY | 130.93
60001974 | PUMP PM2 15/85 | 298.3
60001957 | OUTER COVERING | 751.44
998419 | PIPE (FAN SUCTION SILENCER) | 63.69
65103410 | PIPE (C.H. RETURN) | 60.13
996437 | DRAINAGE PIPE | 14.91
60001947-01 | PUMP 5M PWM ENER+ | 271.28
60001947 | PUMP 5M PWM ENER+ | 271.28
60001946 | BURNER JET FULL KIT (LPG) | 9.98
61316715 | TUBE PVC D:21 L:750 | 34.44
569525 | PIPE (C.H. FLOW) | 29.15
999583 | PIPE (D.H.W. OUTLET) | 12.26
65100274 | PIPE D 107 | 16.63
990661 | ELBOW (FAN SUCTION SILENCER) | 5.72
60002834 | CASE PANEL (FRONT) | 47.74
990745 | MANIFOLD (C.W. INLET) | 58.09
999432 | PIPE (COLD WATER INLET) | 18.18
60002832 | SAFETY VALVE 6 BARS | 38.91
60002815 | SEALING RING 80MM | 2.19
999103 | PIPE (FLOW) | 27.71
60002799-01 | GAS VALVE SIT | 60.36
60002799 | GAS VALVE | 60.36
999071 | PIPE (FAN SUCTION SILENCER) | 71.69
998584 | PIPE (EXPANSION VESSEL) | 9.86
60002768 | SAFETY VALVE (1" FF 6 BAR) | 35.05
563409 | LIMIT THERMOSTAT | 24.28
65102579 | LIMIT THERMOSTAT | 12.02
60002764 | VENTURI G20 35-38 KW | 24.4
573805 | THERMOSTAT (OVERHEAT) | 24.28
60002728 | SPACER | 33.09
60002538 | PROBE COVER | 4.3
995834 | TUBE SENSOR | 21.66
573895 | SENSOR (PIPE TEMPERATURE) | 21.66
60002520 | LONGERON 744x133mm | 9.83
65105944 | TUBE SENSOR | 12.58
60001830 | PRINTED CIRCUIT BOARD (DISPLAY) | 88.76
65105562 | SENSOR (EVAPORATOR) | 18.33
60001802 | TEMPERATURE+PRESSURE RELIEF VALVE | 85.38
995534 | ROOM SENSOR | 13.52
65105494 | TUBE SENSOR L:330mm | 16.47
403901 | TUNDISH 15 MM X 22 MM | 38.42
65070220 | SAFETY VALVE (8 BAR) | 14.8
60001694 | ADHESIVE LABEL | 9.37
999165 | RETURN GROUP | 128.67
998940 | RETURN GROUP | 220.02
60001692 | IMMERSION HEATER 3000W | 57.68
573162 | RETURN GROUP | 59.66
60001660 | WATER TAP BS D:8/13 | 9.47
65102771 | RESTRICTOR (D.43) | 4.82
65101022 | RESTRICTOR (FLUE-EXHAUST MANIFOLD-D=44) | 6.74
60001651 | TWO-WAY VALVE | 220.53
996445 | REMOTE CONTROL | 73.88
65075879 | TELECOMANDO Y612C | 73.88
60001648 | PLUG 3/4" | 5.26
65073250 | TELECOMANDO A820088-510 | 52.27
65104444 | REMOTE CONTROLLER | 73.88
65103540 | REMOTE CONTROLLER | 41
996203 | REMOTE CONTROL | 52.27
60001899-02 | P.C.B. (MAIN) | 273.02
60001899-01 | P.C.B. (MAIN) | 273.02
60001898-03 | P.C.B. (MAIN) | 273.02
60001898-02 | P.C.B. (MAIN) | 273.02
60001898-01 | P.C.B. (MAIN) | 273.02
60001886 | SOLAR SENSOR CABLE | 22.08
60081348 | PRESSURE GAUGE ASSY | 31.19
60081021 | PRESSURE GAUGE ASSY | 31.19
65100982 | PRESSURE GAUGE | 18.43
998935 | TEMPERATURE/PRESSURE GAUGE | 31.93
65101724 | COVER | 17.72
65100030 | UPPER COVER | 25.36
60001851-01 | BURNER 24KW | 111.21
995644 | TOP COVER ASSY | 25.36
60001834 | CONNECTION KIT | 15.22
60001833 | MAIN P.C.B. CABLE (SUPPLY POWER) | 10.86
573227 | CONTROL PANEL COVER | 4.99
60001832 | PLUG 1/2" | 4.76
990257 | TOP COVER ASSY | 22.48
60001831 | P.C.B (MAIN) | 83.19
60002835 | CASE PANEL (FRONT) | 53.61
60003204 | CONTROL FACIA NHREX 26-36 | 1429.51
60003203 | BAFFLE NHREX 36 G25 (4 PCS) | 433.76
60003201 | BAFFLE NHREX 36 (4 PCS) | 410.1
60003198 | FLUE BAFFLE SUPPORT (5 PCS) | 53.99
60003196 | COLD WATER PIPE NHREX 26/36 | 193.13
60003193 | PIPE (GAS) | 126.53
995828 | TRANSFORMER | 31.36
995797 | P.C.B. (COOL) | 17.44
60003185 | MAIN BURNER JET 36KW G20 | 148.87
65072554 | RECTIFIER BRIDGE S35VB60 | 27.09
60003178 | BURNER SUPPORT | 144.54
996455 | TRANSFORMER | 31.36
65103037 | MODULE KIT (EEPROM ACO) | 44.74
60003167 | P.C.B. (ANODE) | 191.75
60003159 | BURNER (MAIN) + SCREWS | 45.86
60003150 | LOWER COVER | 317.4
60003144 | GAS TUBE D.20 - 3/4 | 163.6
60003143 | GAS TUBE D.20 - 3/4 | 218.9
60003142 | CONNECTION MM G1/2-G3/4 | 32.5
65103739 | P.C.B. (MAIN) | 259.17
995360 | P.C.B. (MAIN) | 627.43
60003095-01 | P.C.B MAIN (240) | 186.26
60003087 | BURNED GAS PIPE L.1000 | 718.8
995075 | POWER MODULE | 290.51
999498 | PRINTED CIRCUIT BOARD (CBM2 AT-MI2X) | 79.93
60003084 | AIR INLET TUBE | 747.3
65075778 | PONTE RADDRIZZATORE S25VB60 | 27.09
60003083 | SUPPORT | 404.9
60003207 | THERMOSTAT REGULATION KNOB | 70.31
999691 | P.C.B. (MAIN) | 627.43
60003352 | ADAPTER Ï 100/150 INOX - PP | 156
60003349 | GAS CONVERSION KIT G25 (36KW) | 55.33
60003348 | GAS CONVERSION KIT G31 (36KW) | 40.98
60003337 | UPPER COVER | 565.47
60003336 | TOP FLANGE | 472.4
998801 | P.C.B. (MAIN) | 627.43
65107513 | DEFROST P.C.B. | 31.17
65107596 | MAIN CONTROL BOARD + HUMIDITY SENSOR | 70.64
65101731 | POWER MODULE | 290.51
990692 | PRINTED CIRCUIT BOARD (MAIN) | 692.18
65104075 | POWER MODULE | 290.51
60003245 | KNOB | 118.8
60003235 | FAN ASSY | 179.52
60003234 | GAS CONVERSION KIT G31 (18KW) | 40.4
990348 | POWER MODULE | 290.51
60003228 | BASE | 912.22
60003226 | BURNER SUPPORT | 225.89
60003223 | AIR GRATE | 298.88
60003220 | SUPPORT BRACKET | 140.68
995832 | FRONT CASE | 39.59
60003218 | LOWER COVER | 443.73
65100335 | REAR CASE | 18.32
60003216 | FIXING KIT | 543.82
65100320 | FRONT CASE | 50.2
65100318 | REAR CASE | 17.2
60003213 | COMPLETE ISOLATION | 852.46
65102001 | FRONT CASE | 38.62
60003209 | ORANGE SIGNAL | 32.11
991671 | VALVE 1/4 | 27.19
65100174 | ISOLATING VALVE 3/4 (C.H. FLOW) | 19.79
996486 | VALVE 3/8 | 39.37
65104460 | LOW PRESSURE VALVE | 38.69
60003008-03 | P.C.B. (DISPLAY) | 53.1
65104461 | VALVE (HIGH PRESSURE) | 27.97
60003004 | THERMOSTAT SUPPORT | 3.21
990722 | VALVE 3/8 | 39.37
990751 | VALVE 1/2 | 20.5
60002917 | OUTER COVERING | 70.77
60002916 | OUTER COVERING | 62.9
60002915 | OUTER COVERING | 61.14
60002897 | COVER | 24.77
998610 | PANEL (FRONT - SEALED CHAMBER) | 40.65
998605 | SELECTOR BUTTON (COMFORT) | 7.1
998600 | PANEL (COMBUSTION CHAMBER - L/H SIDE) | 8.42
60002854 | SENSOR POCKET Ï14 INT | 46.22
65101607 | PANEL (FRONT - SEALED CHAMBER) | 40.65
60002851 | SENSOR POCKET Ï6 SOLAR PROBE | 45.94
998452 | LOCK WASHER | 0.88
990492 | FRAME SUPPORT | 6.19
60002839-03 | P.C.B. (DISPLAY) | 53.55
60003025 | CONNECTION | 396.5
65100321 | FILTER BRACKET | 7.64
65100333 | BASE | 28
999440 | PANEL (INSULATION - FRONT) | 18.58
65100341 | RIGHT PCB SITTING | 6.36
60003076 | FRONT COVER + SCREW | 486.1
60003075 | PROTECTIVE CAP | 226.2
65100509 | PANEL (INSULATION - FRONT) | 11.39
60003074 | CONTROL BOX SUPPORT + SCREWS | 195.7
990391 | SPRING (DIVERTER VALVE) | 6.73
60003070 | DISPLAY SUPPORT | 173.1
65100120 | ELECTRIC PLATE | 24.19
990396 | RETAINING CLIP (AUTO AIR VENT) | 3.31
60003065 | SCREW + NUTS | 90.9
60003064 | TOP FLANGE L.77 | 497.45
65100266 | FIXING RING | 15.06
999460 | PANEL (COMBUSTION CHAMBER - FRONT) | 18.3
60003061 | TOP COVER + SCREW + NUT | 124.8
60003060 | UPPER COVER | 700.1
60003059 | INSULATION ABOVE | 112
998775 | RETAINGING RING (D.16) | 6.4
60003056 | PIPE INOX L.1500 +INSERT | 122.5
998785 | DOWEL (M6X35) | 3.37
65100880 | VASSOIO | 11.45
60003050 | WASHERS RED + BLUE | 47.8
60003048 | UPPER COVER | 246.5
998952 | CONTROL PANEL COVER (FRONT) | 11.6
60003047 | GASKET GAS 20/27 | 11
995589 | BEARING | 21.2
60003046 | GAS TUBE D.20 - 3/4 | 124.8
65104237 | PANEL (INSULATION - FRONT) | 28.03
60003044 | GAS TUBE D.20 - 3/4 | 84.9
995645 | FAN MOTOR SUPPORT | 18.25
60003042 | CONNECTION | 89
65104238 | PANEL (INSULATION - SIDE) | 28.03
65104239 | PANEL (INSULATION - REAR) | 28.03
65105514 | HINGE ARM | 2.75
995472 | SUPPORT BRACKET (D.H.W. VESSEL) | 6.6
60003029 | MAIN BURNER | 366.4
60003026 | SCREW | 7
996141 | MOTOR SHAFT JOINT | 1.85
996358 | UPPER COVER ASSEMBLY | 85.45
60081238 | WATER SECTION REPAIR KIT | 23.84
65103328 | REMOTE CONTROLLER HOLDER | 17.22
60081213 | FUSE HOLDER KIT | 50.39
60081211 | CABLE ENTRY KIT | 14.44
995978 | PANEL (COMBUSTION CHAMBER - FRONT) | 18.3
60081205 | DOOR RETAINER ASSY | 58.36
65103883 | BEARING HOLDER | 5.34
992173 | FIXING SPRING (EXCHANGER PIPE) | 0.89
65103821 | AIR CLEANER FRAME | 12.96
65103836 | BEARING | 4.6
60081262 | PRESSURE TEST POINT KIT | 17.88
65103603 | BIG HANDLE | 11.98
65104072 | WIRE CLAMP | 13.71
65102419 | BOTTOM PLATE | 72.44
65102006 | METAL BASE | 48.4
65102206 | PANEL (INSULATION - L.H.) | 162.91
65102205 | PANEL (INSULATION - REAR) | 156.99
65102204 | PANEL (INSULATION - REAR) | 162.91
65102203 | PANEL (INSULATION - RH) | 156.99
60081196 | MAIN GAS VALVE KIT | 98.31
65102202 | PANEL (INSULATION - RH) | 162.91
65102201 | PANEL (INSULATION - FRONT) | 156.99
65102207 | PANEL (INSULATION - L.H.) | 156.99
60081193 | SIDE CONDUIT KIT | 52.79
65102200 | PANEL (INSULATION - FRONT) | 162.91
60081187 | IGNITION PUSH ROD KIT | 172.23
65104668 | CHECK VALVE CARTRIDGE | 35.99
60081182 | BY-PASS VALVE KIT | 10
60081180 | PRESSURE GAUGE ASSY | 31.19
60081179 | GASKET KIT | 11.46
65104361 | REMOTE CONTROLLER HOLDER | 17.22
996566 | CUSHION RUBBER | 19.83
60081169 | EARTH SCREW KIT | 27.49
61007582 | HEATING BODY | 343.56
60081164 | SECONDARY GAS VALVE KIT | 30.43
60081426 | HEATING THERMOSTAT ASSY | 63.84
60081421 | DRAIN SCREW ASSY | 6.39
60081418 | HINGE REPAIR KIT | 39.67
60081416 | PRINTED CIRCUIT BOARD FIXING | 15.71
60081410 | GAS SECTION GASKETS KIT | 14.4
60081397 | HORIZONTAL TRIM KIT | 20.43
60081394 | FLAME SUPERVISION KIT | 41.02
60081369 | PRESSURE SENSI. SWITCH SUPPORT | 9.46
60081368 | SOLENOID PISTONS KIT | 52.88
60081366 | GAS SECTION GASKETS KIT | 14.86
60081320 | AIR SAMPLE TUBE KIT | 62.29
60081318 | IGNITION SUPPORT KIT | 19.28
60081311 | GASKET KIT | 5.44
60081310 | IGNITION SUPPORT KIT | 36.76
60081297 | MANIFOLD NAT/NH KIT | 42.18
60081289 | WATER SERVICE TAP KIT | 79.86
61310333 | SCREW CLXS M 4-30 | 1.73
60081287 | CONNECTION KIT | 76.49
60081285 | PRESSURE TEST POINT KIT | 22.09
60081273-05 | SILICONE FOAM SEAL 10x3 L: 1M | 11.26
60081273-04 | FOAM SEAL 12x7 L: 5M | 50.09
572143 | FULL CASE DOOR | 10.27
60081009 | ADJUSTING SCREW KIT | 10.38
60081003 | SOLENOID VALVES KIT | 58.41
570959 | SUPPORT BRACKET USE CODE 999419 | 6.6
60081002 | COMBUSTION CHAMBER KIT | 63.2
60081001 | COMBUSTION CHAMBER LINING KIT | 18.56
60080154 | PUMP INLET TUBE | 19.18
60079914 | KNOB SET | 10.74
60000758 | BASE | 45.98
60079845 | CLIP | 2.81
60000757 | BASE | 45.98
60079753 | SPIRE CLIP | 1.34
60000673 | COMBUSTION CHAMBER LINING | 22.55
60079542 | KNOBS 2F SET | 11.8
60079333 | PRINTED CIRCUIT BOARD | 279.5
60079225 | PUMP UP 15/50 | 303.93
60079111 | CONNECTION M/M 1/4 | 13.68
60079087 | ELECTRICAL BOX SUPPORT | 20.71
60078971 | CIRCUIT BREAKER CABLE | 12.73
60078970 | CABLE - THERMISTOR TEMP. SENS. | 9.55
60078964 | SOLENOID VALVES CABLE | 23.77
60078956 | COMPLETE SERVICE WASHER SET | 161.3
60078784 | CLIP | 1.62
65101564 | FAN MOTOR | 33.14
65101543 | MOTOR (FAN) | 44.72
60078576 | NUT H 10-0.75 | 0.85
60078500 | WATER THROTTLE ASSY | 13.63
60078438 | HOT WATER TUBE | 130.93
60081012 | MANIFOLD LPG KIT | 27.26
60081432 | SOLENOID VALVES KIT | 58.41
60081137 | COMBUSTION CHAMBER LINING KIT | 32.26
60081130 | COMBUSTION CHAMBER KIT | 106.87
998783 | INJECTOR (G30) | 7.5
60081105-07 | MAIN GAS VALVE ASSY | 11.3
60081093 | ECCENTRIC SPINDLE ASSY | 13.59
60081092 | SECONDARY GAS VALVE LPG | 14.71
60081091 | SECONDARY GAS VALVE KIT | 17.08
60081089 | BURNER BASE KIT | 126.6
60081084 | MANIFOLD LPG KIT | 30.98
60081075 | COMBUSTION CHAMBER LINING KIT | 37.53
569448 | ELECTRODE (IGNITION R.H.) | 6.52
60081047 | SIGHT GLASS ASSY | 31.84
60081040 | VOLUTE KIT | 82.72
60081037 | PILOT KIT | 22.39
60081036 | IGNITION PUSH ROD KIT | 199.11
61400324 | IMMER. HEAT. 9KW WITHOUT ANODE | 235.83
60081027 | NON-RETURN VALVE KIT | 11.06
65104256 | GASKET (FLUE MANIFOLD) | 2.43
65072191 | GASKET D:60 | 8.76
60001071 | GASKET D:60 | 8.76
60081019 | AIR SEPARATOR KIT | 46.92
60081014 | EXPANSION VESSEL SUPPORT KIT | 11.16
65100933 | GASKET (ELECTRODE INSULATION) | 4.1
60081428 | MANIFOLD NAT KIT | 46.03
60083092 | ANODE (D:20,5 L:385 M8) | 16.51
60083091 | COVER | 67.24
60083090 | THERMOSTAT KNOB | 6.87
60083089 | RESISTANCE 9000W | 235.83
60083088 | RESISTANCE 6000W | 159.23
60083086 | THERMOSTAT | 203.41
60000672 | DOOR GASKET | 29.94
60083080 | FLANGE GASKET | 15.7
60083067 | THERMOSTAT KNOB | 7.1
990694 | GASKET (FAN) | 6.56
60083024 | ANODE (D:21 L:1095) | 78.93
60083019 | DRAUGHT DIVERTER | 16.12
60083016 | SWITCH | 15.92
60083011 | NUT | 5.26
60083009 | INJECTOR D: 2.15 X 2.40 | 10
65101486 | SEAL (COMBUSTION CHAMBER) (5 PCS) | 11.25
60083008 | INJECTOR D: 1.95 X 3.00 | 10.38
65102214 | GASKET (FAN) | 11.51
60083007 | INJECTOR D: 1.85 X 3.00 | 12.8
60083006 | INJECTOR D: 1.90 | 8.69
60083005 | HEAT SENOR | 20.25
60083002 | BAFFLE | 34.24
998029 | GAS VALVE SUBSTITUTION KIT | 139.4
60081983 | HAND LEVER KIT | 12.32
60081975 | FACIA KIT | 20.4
65070017 | GAS VALVE | 143.19
65101459 | PIPE (GAS INLET) | 19.94
60081973 | BURNER BASE KIT | 87
65100428 | GAS PIPE | 26.01
60081969 | TAP AND HOT WATER HAND LEVER | 30.99
999983 | FLUE HOOD | 31.14
60081968 | TAP AND COLD WATER HAND LEVER | 30.99
65104221 | FLUE (EXHAUST MANIFOLD / HEADER) | 21.83
998719 | FLUE HOOD | 43.05
65100525 | FLUE HOOD | 108.48
999210 | FLUE HOOD | 43.05
65100510 | FLUE HOOD | 37.13
60081945 | IGNITION SUPPORT KIT | 22.53
60081941 | BURNER BASE KIT | 24.35
65100894 | FLUE (EXHAUST MANIFOLD / HEADER) | 28.18
60083110 | ANODE (D:20 L:205 M8) | 16.01
60100122-20 | WATER GOVERNOR KIT | 17.32
60000619 | DIGITAL TIMECLOCK | 126.19
60100119-20 | WATER GOVERNOR KIT | 18.31
60100117 | WATER SECTION REPAIR KIT | 30.12
65101541 | PHOTIC CATALYSIS FILTER | 17.35
60100104-20 | SPINDLES & CONTROL KNOBS | 35.43
60100102-20 | SPINDLES & CONTROL KNOBS | 37.78
65103820 | WATER SOFTENER | 13.73
60100047-10 | KNOBS SET | 11.15
60100007-20 | KNOBS SET | 18.15
60099158 | VOLUTE | 136.05
65103046 | FILTER | 13.73
65100339 | FILTER | 22.18
60084577 | SLEEVE | 17.83
60084576 | STRAP | 20.19
60084572 | BYPASS TUBE | 19.04
65105686 | FAN | 122.12
60084040 | TAPPING SCREW D: 4.2-9.5 | 0.47
60083200 | VERTI. RECUPERATOR OF CONDEN. | 15.54
60083196 | INSULATING TUBE | 14
60083195 | HOLE PLATE | 8.82
60083194 | ANODE PLUG | 8.91
998621 | FAN | 99.37
60083193 | GASKET | 5.03
60083192 | SIDE COVER | 10.2
60083191 | SUPPORT | 10.89
999488 | FAN | 80.44
60083190 | KNOB | 5.69
60083189 | PILOT TUBE | 14.94
65101548 | FAN | 18.58
60083188 | PILOT | 17.8
995447 | CENTRIFUGAL FAN | 84.06
60083187 | OVERFLOWING SAFETY | 23.71
996209 | PROPELLER FAN | 72.97
60083186 | HEAT SENOR | 17.07
60083183 | GAS CONNECTION | 6.88
60083182 | GAS VALVE | 156.14
60083179 | IGNITER | 18.8
60083178 | GAS TUBE | 22.55
60083177 | THERMOCOUPLE | 16.33
60083180 | IGNITOR CABLE | 3.74
60083176 | DRAUGHT DIVERTER | 24.66
60081721 | COMBUSTION CHAMBER ASSY | 189.22
60081698 | MANIFOLD NAT KIT | 42.37
65101828 | EVAPORATOR ASSY | 124.18
998219 | CONDENSER COIL | 519.23
65105241 | EVAPORATOR ASSY | 168.88
995616 | LCD PANELING | 15.58
60081659 | MANIFOLD NAT KIT | 90.11
60081652 | BURNER BASE KIT | 81.56
65101717 | P.C.B. (DISPLAY) | 22.31
60081611 | AIR PRESSURE SWITCH KIT | 118.37
60081601 | RESTRICTORS PACK | 20.94
60081594 | TAP TUBE | 17.37
60081592 | KNOB | 12.6
60081591 | PREFABRICATION WASHERS KIT | 11.93
60081554 | LOW PRESSURE TUBE KIT | 26.23
65103199 | CONTROL PANEL | 10.1
60081551 | GAS TUBE KIT | 41.07
60081550 | TAP KIT | 37.04
65102299 | CONTROL PANEL (COMPLETE) | 170.48
60081542 | MAIN GAS VALVE | 60.1
997145 | CONTROL PANEL COVER | 7.29
65104446 | CONTROL PANEL | 36.69
60081520 | PILOT INJECTOR KIT | 6.43
998824 | CONTROL PANEL USE CODES 999715 & 999599 | 9.64
60081509 | FLAME SUPERVISION KIT | 53.84
999384 | CONTROL PANEL | 11.44
65102836 | CONDENSER TRAY | 61.96
60081478 | LOCKING MECHANISM ASSY | 31.29
60000531 | CONDENSATE TRAP (LOWER) | 24.84
990664 | PIPE (CONDENSATE TRAY - CONDENSATE TRAP) | 5.77
990658 | CONDENSATE TRAP (UPPER) | 7.81
60081479 | HINGE BAR KIT | 124.65
60081443 | HORIZONTAL TRIM KIT | 14.11
65102071 | CONDENSATE TRAP (UPPER) | 7.81
60081441 | INGITOR KIT | 24.58
65100319 | WATER TRAY | 14.46
65102499 | COMPRESSOR | 354.76
60081429 | MANIFOLD LPG KIT | 28.63
65101928 | COMPRESSOR | 381.51
990319 | RIGHT SIDE PLATE | 18.76
65103850 | PANEL (FRONT) | 25.42
60081859 | SOLENOID VALVES KIT NAT | 97.44
65105096 | CASE PANEL (R.H. SIDE) | 27.67
65105095 | CASE PANEL (L.H. SIDE) | 27.67
995512 | FRONT PANEL | 18.27
65104572 | PANEL (FRONT) | 31.42
65104571 | PANEL (FRONT) | 25.42
65101728 | FRONT PLATE | 19.8
60081799 | LOCKING MECHANISM ASSY | 93.74
60081796 | BOILER THERMOSTAT ASSY | 52.72
60081782 | MANIFOLD NAT KIT | 20.97
60081773 | RESTRICTORS PACK | 24.46
60081771 | WATER FLOW SERVICE TAP | 115.28
65100028 | PANEL (R.H.SIDE) | 18.76
60081752 | GAS RATE ADJUSTER KIT | 24.14
60081741 | RESTRICTORS PACK | 12.79
65101947 | FRONT PLATE | 19.8
65075752 | PANNELLO MANDATA ARIA ANMH 18-24 HIN | 85.45
65102875 | PANEL (FRONT) | 19.8
60081725 | AIR PRESSURE SWITCH KIT | 84.53
60078378 | GROMMET | 0.63
570962 | CONTROL PANEL COVER | 18.73
60057704 | THERMOCOUPLE LEAD | 15.9
60057708 | GAS SECTION ASSY NAT | 367.01
60057737 | GAS TUBE | 24.55
60056790 | WATER SECTION 2F ASSY | 123.35
60056490 | NUT 1/2" | 6.97
60056489 | COMPRESSION OLIVE | 3.01
60057750 | SCREW CBLZ M 4-8 | 0.47
60058179 | ELECTRICAL BOX | 27.6
60058324 | PUMP SUPPORT | 14.31
65102143 | PANEL (FRONT) | 55.7
60058355 | FIXING OLIVE | 1.19
60058555 | LOW PRESSURE TUBE | 6.46
65103912 | CAPACITOR OF FAN MOTOR | 17.93
60056488 | CONNECTION M/M 1/2 | 8.72
65100103 | COMPRESSOR CAPACITOR | 20.97
574071 | CAPACITOR OF COMPRESSOR | 20.97
60055943 | LEFT HAND HINGE | 3.94
60055883 | BURNER HEAD | 51.7
60055659 | PUMP LEAD (MIDDLE) | 22.93
60055658 | PUMP LEAD (TOP) | 22.46
996511 | COMPRESSOR CAPACITOR | 24.6
60055466 | FRONT & REAR LINING | 9.97
995805 | COMPRESSOR CAPACITOR 25UF | 20.97
60055077-06 | HEAT EXCHANGER | 287.49
997926 | CAPACITOR OF FAN MOTOR | 11.57
65104162 | COMPRESSOR CAPACITOR 35uF | 26.6
60054606 | FIXING BRACKET | 1.12
60054453-06 | FRONT PANEL | 86.15
60054448 | NON-RETURN VALVE | 44.95
65103732 | COMPRESSOR CAPACITOR | 49.29
60054443 | GAS TUBE ASSY | 38.71
65101553 | COMPRESSOR CAPACITOR 25UF | 20.97
65104172 | CAPACITOR | 22.46
60054439 | SCREW M 6-100 | 16.24
990717 | COMPRESSOR CAPACITOR | 20.97
60058556 | HIGH PRESSURE TUBE | 51.41
998285 | CAPACITOR OF COMPRESSOR | 20.97
60061854-13 | SHEET GASKET D: 14.5-6-1.5 | 2.2
995771 | COMPRESSOR CAPACITOR | 23.88
60061854-10 | GASKET D: 14.8-11.5-1.5 | 0.93
65107595 | CAPACITOR 2uF | 17.93
65100506 | CABLE (TEMPERATURE PROBES) | 17.2
60076126 | BLACK SWITCH | 15.02
60061632 | THERMOSTAT CABLE | 9.93
999906 | CABLE (SEALED CHAMBER) | 7.69
60061629 | PRINTED CIRCUIT BOARD | 61.95
60061084 | FLUE DUCT SECOND SECTION | 20.74
60061007 | THERMOSTAT LEAD | 12.68
60060755-03 | WASHER D: 14-4.25-0.8 | 0.97
997927 | CONTACTOR | 28.3
60060466 | ELECTRODE & LEAD ASSY | 11.97
65102578 | CABLE (ELEMENT) | 4.53
60060351 | NUT M 24-1 | 4.35
65104888 | CONNETTORE SONDA 2A ZONA MIX BLUETTE+,10 | 5.34
60060022 | GASKET 3 Solenoid valves | 2.67
65105188 | HEAT SENSOR CABLE | 20.89
60060021 | GASKET (/Cover) | 1.67
996116 | CABLE (P.C.B./FAN) | 6.01
60060020 | GASKET (/Base) | 3.29
60059600-10 | BLACK BUTTON | 2.31
60059600 | GAS BUTTON BLUE | 2.32
995366 | CONNECTION CABLE (TIME CLOCK) | 10.96
60059292 | MICRO SWITCH BOX | 37.1
60058689 | PERB WASHER D: 127-76-3 - GAS | 6.33
60045581-08 | CONNECTION M 3/8 | 6.19
60045465-10 | ALUMINIZED THERMOCOUPLE | 16.19
61308031 | FEEDER | 2.7
61400052 | SIGNAL CABLE | 5.45
999549 | CABLE (POWER SUPPLY) | 5.33
60045263 | PRINTED CIRCUIT BOARD | 41.42
999551 | CABLE (EARTH) | 7.78
999553 | EARTH CABLE (SEALED CHAMBER) | 5.83
60045193 | WATER SECTION TEMP CONTROL | 150.5
60044961 | VOLUTE | 100.77
60044947 | EXPANSION VESSEL TUBE | 43.95
60044800-10 | PROTECTIVE CAP | 2.29
999580 | CABLE (PUMP) | 8.89
60044550 | WATER RETURN SERVICE TAP 3/4" | 171.71
60044479 | GAS TUBE | 7.13
573335 | CABLE (POWER SUPPLY) | 20.84
60044305 | CONNECTION M 16x125 | 12.58
60044269 | CONTROL KNOB BLUE | 1.83
60044265 | THERMOSTATIC VALVE KNOB BLUE | 2.7
998861 | CABLE (POWER SUPPLY) | 11.16
60043784-08 | PLUG 3/8" | 6.24
60000546 | HEAT SENSOR CABLE | 16.15
60042947 | FUSE 100C | 5.11
60000545 | FAN CABLE & SENSOR | 25.33
60000544 | EARTH WIRE | 5.88
60001001 | SOLAR SENSOR CABLE L:750 | 22.08
65104155 | TERMINAL BOARD 5P. | 15.7
60042271 | CONNECTION G 3/4 | 11.87
60001136 | ROOM THERMOSTAT CABLE | 19.96
60042236 | MAIN GAS VALVE LPG | 74.86
999721 | CABLE (CLOCK) | 12.64
60045641 | PUMP LEAD (1 SPEED) | 32.1
60000842 | OVERHEAT THERMOSTAT CABLE | 25.33
60054118 | WASHER D: 8.8-3.25 | 0.95
60054033 | TAPPING SCREW CBLZ D: 3.5-9.5 | 1.05
60053937 | PILOT TUBE | 8.54
60053842 | GASKET (/Locking ring) | 3.89
65104135 | TERMINAL BOARD | 17.65
60053715 | HIGH PRESSURE CONNECTION | 2.69
65100430 | COMBUSTION CHAMBER | 16.13
60053116 | WATER SECTION 2F HP ASSY | 206.25
65102181 | BURNER | 189.02
60050460-03 | TAPPING SCREW CBLZ D: 3.9-9.5 | 0.97
65102180 | BURNER | 244.78
60049435 | HEATING RETURN TUBE | 110.7
60049379 | PILOT INJECTOR D: 0.54 | 4.45
60000289 | BURNER 30kW | 119.7
60048432 | HIGH PRESSURE TUBE | 59.92
60048427 | HEAT EXCHANGER FLOW BEND | 12.93
60048426 | HEATING BODY | 671.88
60048431 | LOW PRESSURE TUBE | 46.36
60047796 | ELECTRICAL BOX COVER | 4.45
60047771-08 | CONNECTION M 36x150 M 22x150 | 9.47
65100720 | BURNER | 86.51
60047758 | ADJUSTABLE THERMOSTAT ASSY | 73.23
570589 | D.H.W. CYLINDER 60 L | 1154.64
60046914-08 | CONNECTION M 3/4 | 9.42
573127 | D.H.W. CYLINDER 60 L | 1154.64
60046891 | CHANGE OVER VALVE ASSY | 370.59
60000295 | AIR SEPARATOR | 21.88
60046641 | GAS SECTION | 446.79
61313932 | AIR PRESSURE SWITCH 155>185 Pa | 49.28
60046466 | C.O.V. / AQUASTAT CABLE | 23.47
65102420 | 4-WAY VALVE WITH COIL | 64.15
60046461 | TAPPING SCREW CBLZ D: 6.3-19 | 3.16
995581 | 4-WAY VALVE | 51.01
60045654 | TAPPING SCREW D: 3.56-16 | 0.44
60074925 | ELECTRICAL BOX SUPPORT | 44
60074859 | ELECTRODE & LEAD ASSY | 15.44
990822 | 4-WAY VALVE | 67.1
60074723 | THERMOCOUPLE & O/HEAT STAT 105 | 62
65102456 | 4-WAY VALVE WITH COIL | 199.46
60074477 | GAS CONTROL KNOB | 3.76
60074473 | BOTTOM TRIM | 18.49
60074430 | SLOW IGNITION DEVICE ASSY | 23.48
60074428 | PILOT TUBE | 9.92
60074418 | CLIP | 2.42
60074398 | DEFLECTOR | 14.57
65100054 | DISCHARGE PIPE (CONDENSATE) | 6.62
60074358 | PLUG | 14.97
60074185 | JOINT RING | 15.83
60077535 | SLEEVE | 9.48
60074154 | THERMOCOUPLE | 9.54
65103616 | WATER COLLECTOR | 14.12
60074091 | BLACK THERMOSTAT KNOB | 2.1
60074041 | GAS TUBE | 20.5
65121984 | FRONT PANEL | 217.6
60074039 | CLIP | 0.83
65111688 | FRONT GRILL | 31.11
60073662 | HEATING FLOW PIPE | 44.24
65104236 | PANEL (FRONT - SEALED CHAMBER) | 39.1
60072633 | FIXING BRACKET | 20.94
65154966 | FRONT PANEL | 61.9
60073066 | THERMOSTAT D:6 L:270 | 46.24
60072531 | ELEMENT FIXING BRACKET | 3.9
65154985 | FRONT PANEL | 128
60072411 | SPIRE CLIP | 0.62
65154976 | FRONT PANEL | 93.6
60071718 | D.H.W. EXPANSION VESSEL | 111.23
60071350 | GASKET D: 162-116-3 - WATER | 12.24
60074977 | CONNECTOR | 3.18
60078362 | SUPPORT BRACKET | 7.11
60000888 | WATER FLOW SERVICE TAP | 62.67
65154960 | 4-WAY VALVE LINE ASSY | 119.46
60078181 | BLACK POTENTIOMETER KNOB | 2.49
65103491 | OUTSIDE PIPE (CONDENSATE) | 9.63
60078126-08 | TUBE - C.O.V. TO HEATING BODY | 24.25
60078068 | BURNER HEAD | 59.09
60077291 | ANODE (D:20,5 L:385 M8) | 19.94
61315317 | FLEXIBLE PIPE KIT | 53.61
60076638 | SPRING | 1.71
60076577 | GAS TUBE | 14.64
60001145 | CONNECTION BOX | 8.62
60075775 | SPACER | 10.17
60076351 | 1/2 CABLE | 9.1
60075765 | HEATING BODY | 587.42
60075760-03 | SCREW M 5-35 | 0.97
60075618 | THERMOSTAT TUBE | 21.56
60075617 | ANODE D:21 L:1000 | 21.15
60075616 | ANODE D:21 L:800 | 26.69
60075596 | CHASSIS ASSY | 48.98
60075302 | ADJUSTABLE THERMOSTAT | 99.05
60075222 | KNOBS SET | 20.87
60075034 | COMPLETE FITTING KIT | 67.87
60074993 | REAR CASE | 143.97
60063870 | OVERHEAT THERMOSTAT 105C | 86.34
60063840 | SCREW M 3-10 | 1.16
65102437 | GRASSO SILICONICO | 82.23
60063775-10 | ALUMINIZED THERMOCOUPLE | 21.95
60063651 | PILOT HEAD | 8.32
60063603 | SPIRE CLIP | 1.2
60063449 | COVER | 86.92
60063404 | ELECTRODE & LEAD ASSY | 11.03
60063340 | GAS SECTION NAT ASSY | 217.39
61306070 | CLIP | 1.84
60062612 | BURNER HEAD | 111.48
60062181 | SLEEVE JOINT | 47.3
60062020 | MANIFOLD 14 INJ. | 23.05
60062568 | FLEXIBLE PIPE | 30.57
60061934-03 | WASHER D: 12-5.2-1 | 0.45
60061857-18 | SHEET GASKET D: 34-28.5-1.5 | 2.91
573983 | FLUE HOOD | 615.26
60061857-09 | SHEET GASKET D: 34.5-28.2-2 | 1.52
995936 | FLANGE (C.H. FLOW) | 14.64
60061856-04 | SHEET GASKET D: 29.6-25.5-1.5 | 1.08
60061855-13 | SHEET GASKET D: 19-15.1-1.5 | 0.72
65121998 | PANELS KIT CHX/ELCO/ATAG FS PCM4 | 474.25
60064083 | NUT M 24-1.5 | 7
65121997 | PANELS KIT ARISTON FS PCM4 | 474.25
60070626 | PILOT TUBE | 10.28
60070493 | ADJUSTING OLIVE | 1.07
65105679-01 | PANEL (FRONT - SEALED CHAMBER) | 29.98
60070308 | ELECTRODE & LEAD ASSY | 25.65
65105679 | PANEL (FRONT - SEALED CHAMBER) | 29.98
60069375 | RESTRICTOR 2/3 D: 1.6 | 4.64
60069010 | WATER SECTION 2F HP ASSY | 139.76
60068765 | THERMOCOUPLE | 15.33
65103376 | PANEL (EXCHANGER - FRONT) | 98.98
60068760 | IGNITION MICROSWITCH | 6.95
60068759 | IGNITION ELECTRODE | 12.3
60068756 | PILOT INJECTOR D: 0.37 | 4.1
60068755 | PILOT INJECTOR D: 0.24 | 4.28
60068754 | PILOT | 20.01
60068741 | DOOR | 16.14
65111701 | FRONT RIGHT PANEL | 53.33
60068734 | INJECTOR D: 1.75 | 10.22
65111920 | UPPER PANEL | 57.1
60068733 | INJECTOR D: 1.62 | 10.14
60068732 | BURNER | 43.79
60068726 | ANODE PLUG | 13.01
65100473 | COIL BOILER 20LT | 629.66
60068725 | SPRING | 9.54
65104524 | ROOM THERMOSTAT CABLE | 19.96
60068259 | FLUE DUCT SECOND SECTION | 35.37
65121066 | WIRING LEFT TB | 33.6
65120922 | WIRING SIGNAL TB | 47.37
60067704 | TAP HEAD ASSY | 37.04
60066859 | ECCENTRIC SPINDLE | 3.86
60067486 | O-RING & WASHER SET | 78.75
65118169-01 | BOARD EBUS2 DECOUPLER | 61.11
60064595 | GASKET (/Base) | 1.28
60064589 | GASKET (/Cover) | 2.2
60064409 | FLANGE KIT BLANK - GAS | 57.23
60064408 | FLANGE KIT SLIP-ON - GAS | 40.01
570627 | INSERT (HINGE - R.H.) | 7.19
570623 | CASE DOOR INSERT | 9.04
570628 | INSERT (HINGE - L.H.) | 7.54
60000730 | PRINTED CIRCUIT BOARD (DISPLAY) | 177.83
65120489 | CONTROL PANEL (V48) | 278.4
570590 | STANDARD CIRCULATOR WITH DEAERATOR (H6) | 303.93
64990913 | PUMP 20-60 | 239.27
65103359 | ELECTRODE (DETECTION) | 33.14
61316313 | MECANICAL TIMECLOCK | 93.45
999434 | OVERSIZE CIRCULATOR WITH DEAERATOR | 303.93
570721 | PIPE (C.H. FLOW) | 29.15
997151 | PUMP (GOLD 60-V-CLF-H3) | 303.93
570587 | PIPE (EXPANSION VESSEL C.H.) | 15.11
570931 | OVERSIZE CIRCULATOR WITH DEAERATOR (H6) | 303.93
570584 | PIPE (RETURN - MAIN EXCHANGER) | 24.94
570571 | 1/2 BRASS CAP | 11.16
997150 | PUMP (GOLD 50-V-CLF-H3) | 303.93
573123 | OVERSIZE CIRCULATOR WITH DEAERATOR | 303.93
570491 | 3/8 FEMALE PLUG | 6.39
570490 | MAIN FLOW SWITCH | 79.65
570413 | COVER PROTECTION (IPX 5 ) | 3.94
65111934 | CONNECTOR 3P | 90.2
570747 | LWR PIPE M/FLOW SWITCH | 24.49
998625 | PRESSURE GAUGE | 15.06
571440 | AIR PRESSURE SWITCH (0.35) | 104.18
995994 | PRESSURE GAUGE | 15.06
571427 | AIR PRESSURE SWITCH (0.40) | 104.18
571420 | GASKET | 2.74
571410 | CAPACITOR (FAN MOTOR) | 33.13
571401 | SAFETY VALVE | 48.3
65107590 | FAN MOTOR | 55.33
571397 | CONFECTION DIELECTRIC JOINTS 1/2 | 5.63
571396 | CABLE (POWER SUPPLY) | 14.53
571395 | POWER CABLE | 11.38
571394 | LOCKING PLUG | 1.89
571373 | WIRING | 10.81
571314 | ANODE D:21 L:290 M8 | 16.01
571259 | FIXING SCREWS (BURNER) | 13.74
571248 | INJECTOR (NG D=4.0) | 17.01
571237 | CABLE (IGNITION AND DETECTION ELECTRODE) | 8.44
65104530 | ROOM THERMOSTAT | 104.67
571217 | PAINTED CONNECTING PART | 441.38
571166 | FLUE (COAXIAL TURRET) | 21.92
571091 | INJECTOR (NG D=5.5) | 20.08
571087 | FRAME (SIGHT GLASS - SEALED CHAMBER) | 132.68
571081 | SIGHT GLASS (SEALED CHAMBER) | 6.25
571075 | O-RING | 10.39
571074 | MOTOR (AIR VALVE) | 467.89
571058 | MOTOR (FAN) | 395.56
571048 | ELECTRODE (DETECTION) | 79.3
570787 | SYSTEM DELIVERY PIPE/CONNECTOR | 14.65
570772 | CABLE HOLDER | 1.29
570821 | AIR PRESSURE SWITCH | 45.07
569532 | INSERT (HINGE) | 2.54
569527 | PIPE (D.H.W. OUTLET) | 11.28
569494 | THERMOSTAT REGULATION KNOB COVER | 0.88
569475 | INSERT (FEMALE FOR L.H. HINGE) | 6.58
569472 | FEMALE INSERT HOUSING FOR R.H.HINGE | 5.1
569470 | PIVOT (HINGE) | 2.97
569458 | CABLE HOLDER | 6.77
569451 | PUSHING CAP | 6.74
569415 | GASKET (30X22X2) | 1.23
65104064 | FAN MOTOR | 192.42
570339 | FLANGE BRACKET | 7.26
570330 | PLASTIC COVER + NEON LENS | 5.37
570284 | ANODE MAGNESIUM | 16.01
570283 | DIELECTRIC JOINT | 5.63
570241 | ANODE D:16 L:210 M4 | 16.47
570239 | SELF-TAPPING BOLT 12PX19 | 2.05
65070721 | IGNITOR | 27.63
570224 | THERMOSTAT | 21.73
570216 | MOUNTING BRACKET | 4.2
570199 | UNION (T+P VALVE M/F 3/4 -1/2 ) | 76.46
570196 | SCREWS WITH PLASTIC DOWELS | 2.24
570166 | THERMOSTAT PLATE | 2.81
570116 | ZINC PLATED FLANGE | 8.11
61307587 | GASKET | 3.99
570110 | CABLE CLAMP | 2.2
570100 | TEMPERATURE+PRESSURE RELIEF VALVE | 86.82
570080 | KNOB | 4.37
570063 | TERMINAL (EARTH) | 2.02
570059 | MOUNTING BRACKET | 5.4
570025 | SWITCH PROTECTION | 2.76
570016 | FLANGE GASKET | 2.8
570015 | ANODE GASKET | 1.66
570017 | TUNDISH (1/2" | 63.65
569794 | LOCK NUT 1/2" | 3.08
573115 | PIPE (D.H.W. OUTLET) | 13.95
6500593000 | CARD CONNECTION CABLE | 5.15
573114 | PANEL (FRONT - SEALED CHAMBER) | 78.29
61311664 | HOT WATER TANK 60L | 894.45
61308453 | ELECTRICAL BOX | 209.79
573016 | FLUE CONTROL PROBE | 13.02
573013 | CASE PANEL (R.H. SIDE) | 30.88
573011 | CASE PANEL (R.H. SIDE) | 33.35
61003964 | FUSE HOLDER CABLE | 13.97
61009198 | BURNER CABLE | 75.94
572974 | HOSE (EXPANSION RELIEF TO DISCHARGE) | 6.92
61012413 | BURNER CABLE | 143.74
572948 | COVER (PRESSURE GAUGE) | 3.22
572908 | PIPE (MAIN EXCHANGER - PUMP) | 16.45
572890 | FOOT (SUPPORT) | 4.35
65101293 | CONTROL PANEL WIRING | 42.81
572858 | COVER (MOTORISED VALVE) | 8.07
65100448 | CABLE (FAN) | 44.74
572728 | BY-BASS BODY | 64.81
572716 | PIPE (PUMP TO MAIN HEAT EXCHANGER) | 21.57
65118169 | BOARD EBUS2 DECOUPLER | 61.11
573330 | COVER PLATE | 7.27
573311 | PIPE (EXPANSION VESSEL) | 13.94
999600 | 20 3V DIGITAL FM/1 CLOCK | 126.19
65113893 | MOTOR STP73 | 199.23
573295 | DHW HEAT EXCHANGER | 91.44
65102568 | FLUE HOOD | 48.39
573243 | PANEL - L/H COMBUSTION CHAMBER | 4.91
996041 | REMOTE CONTROL INTERFACE | 36.44
573244 | LOCK NUT 3/8" | 6.67
573197 | SIGHT GLASS (PILOT BURNER) | 13.49
65110528 | COMPRESSOR | 248.67
573187 | PIPE (SECONDARY RETURN) | 14.86
573186 | CABLE (FLUE CONTROL PROBE) | 9.37
573152 | 3/4 SQUARE TAP WITH | 19.79
65101283 | TOP COVER | 9.41
573151 | 1/2 SQUARE TAP | 12.12
573146 | GASKET (SPARK GENERATOR) | 10.99
65112103-01 | CONTROL BOARD (ZONES-EVO) | 186.26
571767 | SIGNAL LAMP CAP | 5.26
571750 | HEATER WALL HANGING BRACKET | 4.14
571731 | THERMOMETER | 7.51
65100708 | P.C.B. (CMP3 MI/FFI) | 266.01
65105818 | P.C.B. (MAIN) | 278.23
571657 | CABLE (DETECTION ELECTRODE/P.C.B.) | 22.11
999410 | P.C.B. (T2-FFI) | 215.12
61314318 | PRINTED CIRCUIT BOARD | 263.11
571651 | AIR PRESSURE SWITCH | 46.99
65108218 | P.C.B. (MAIN) | 289.71
60000604 | PRINTED CIRCUIT BOARDS | 285.74
60000871 | P.C.B. (MAIN) | 278.23
571627 | INSPECTION COVER (L.H.) | 3.22
571623 | INSPECTION COVER (R.H.) | 3.55
992039 | P.C.B. (BT2M-MI/FFI) | 215.12
61307766 | PRINTED CIRCUIT BOARD | 263.11
65105080 | P.C.B. (MAIN) | 278.23
999922 | PRINTED CIRCUIT BOARD (TEC1-MI 56░C) | 161.95
65105068 | P.C.B. (MAIN) | 278.23
571550 | POWER INDICATOR L.E.D. LENS | 7.54
65101481 | P.C.B. | 692.18
65107056 | P.C.B. (MAIN) | 289.71
571462 | GASKET (SILICONE - 6X12X2700MM) | 23.64
65109138-02 | P.C.B. (MAIN) | 289.71
65109138-01 | P.C.B. (MAIN) | 289.71
60000819 | PRINTED CIRCUIT BOARD | 278.23
61302264 | PRINTED CIRCUIT BOARD | 263.11
571769 | O-RING | 1.7
60000820 | PRINTED CIRCUIT BOARD | 289.71
572643 | GASKET(AIR PRESSURE SWITCH SUPP. PLATE) | 5.28
60001129-01 | P.C.B. (MAIN) | 289.71
572409 | COVER (SPARK GENERATOR) | 5.79
60001129 | PRINTED CIRCUIT BOARD | 289.71
65103329 | P.C.B. (ACO-MCU) | 389.31
65109313-04 | P.C.B. (MAIN) | 278.23
65109313-03 | P.C.B. (MAIN) | 278.23
65109313-01 | P.C.B. (MAIN) | 278.23
572259 | TAP (1/2 ) | 10.77
65100871 | P.C.B (CMP3-HS MI/MFFI) | 266.01
65102353 | PRINTED CIRCUIT BOARD | 591.18
572168 | CABLE (FAN POWER SUPPLY) | 17.07
60000566 | P.C.B. (MAIN) | 289.71
571987 | D.H.W. PRESSURE SWITCH KIT | 37.61
65116684-01 | P.C.B. (MAIN) | 176.5
61308724 | PRINTED CIRCUIT BOARD | 263.11
999724 | P.C.B. (T2 MFFI) | 215.12
571983 | SUMMER/WINTER SELECTOR KIT | 8.27
60000760-01 | P.C.B. (DISPLAY) | 181.81
571967 | CABLE HOLDER COVER (R.H.) | 5.69
65111883-01 | P.C.B. (DISPLAY) | 56.04
61017088 | ELECTRICAL BOX | 269.2
61010597 | ELECTRICAL BOX | 294.5
571838 | PIPE FIXING CLIP | 1.05
61306778 | ELECTRICAL BOX | 262.65
65110612 | FRONT RIGHT PANEL | 53.33
60000986 | PANEL (FRONT - SEALED CHAMBER) | 39.1
571777 | D.H.W. PRESSURE SWITCH BOTTOM COVER | 6.55
65153039 | FRONT RIGHT PANEL | 49.6
65153063 | FRONT RIGHT PANEL | 82.9
569293 | DHW EXPANSION VESSEL | 51.53
396004 | HEATING ELEMENT 2000W | 43.56
65104839 | P.C.B. (DISPLAY) | 74.12
65116789-01 | P.C.B. (DISPLAY) | 139.68
65107471 | PRINTED CIRCUIT BOARD (DISPLAY) | 56.75
396117 | HEATING ELEMENT 2000W | 55.9
396140 | FLANGE D:45 L:497 + ANODE | 133.45
396142 | FLANGE D.75 + ANODE | 101.75
396144 | CERAMIC RESISTANCE 1200W | 41.11
396146 | ELEMENT POCKET (2 1/4 ) | 105.12
61400995 | PLATE | 232.81
65105524 | MICROPROCESSOR | 5.1
65104579 | POWER SUPPLY | 21.54
396147 | HEATING ELEMENT (STEATITE - 30 | 91.54
410663 | POWER CABLE | 20.44
65103358 | ELECTRODE (IGNITION) | 33.04
410089 | DIELECTRIC JOINT M6 F 1/2 | 5.63
406947 | EXPANSION VESSEL 25 LITRE | 137.24
60000674 | COMBUSTION CHAMBER LINING | 18.23
406946 | EXPANSION VESSEL 2 LITRE | 64.58
406944 | EXPANSION VESSEL 12L | 123.25
65115999 | EVAPORATOR | 64.81
406943 | EXPANSION VESSEL 18 LITRE | 139.64
406940 | TUNDISH 3/4 | 59.96
406938 | COMBINED 1 CONTROL PACK | 373.91
406923 | PRESSURE RELIEF VALVE 6 BAR | 30.56
406910 | COMBINED N.RETURN P/RELIEF 1/2 | 71.39
406934 | KIT FOR STD/1500 LTR | 498.94
60001615 | P.C.B. (MAIN) | 273.02
406903 | P&T RELIEF VALVE 3/4 7.0 BAR | 103.17
61312604 | HEAT EXCHANGER TUBE | 27.1
61312301 | BYPASS TUBE PDR | 39.21
396164 | FLANGE D:45 L:598 + ANODE | 101.75
65105182 | FLOW GROUP | 92.25
65109067 | EXTERNAL COMPLETE UNIT | 229.33
65154970 | COMPLETE OUTDOOR UNIT | 3013.7
65154977 | COMPLETE OUTDOOR UNIT | 3610.32
65104002 | BURNER | 182.23
65104575 | P.C.B. (PLASMA) | 84.64
990844 | P.C.B. | 455.7
990704 | P.C.B. | 184.52
65109541 | P.C.B. | 52.23
65105559 | P.C.B. | 87.03
65103996 | P.C.B. (MAIN) | 74.33
65103910 | P.C.B. | 67.34
65101848 | P.C.B. | 100.63
410668 | TAP BODY | 67.6
65115227-02 | HYBRID EVO MANAGER | 138.34
65103008 | SEMOTE CONTROL | 158.22
65102240 | TRAP PLUG | 10.91
65103278 | BURNER | 145.45
65116718-01 | ROOM SENSOR CUBE KIT | 138.26
65116718 | ROOM SENSOR CUBE KIT | 138.26
65103822 | AIR FILTER | 21.43
65118533 | VENTURI 24KW | 13.2
65119444 | CONVERSION KIT NG G20 24 KW | 22.79
60001289 | BURNER 30kW | 81.82
65103729 | FAN MOTOR | 141.48
65103717 | FAN MOTOR | 80.45
469013 | PUSH BUTTON (PIEZO) | 18.8
565048 | O-RING GASKET (GAS VALVE) | 1.39
65072634 | TELECOMANDO | 52.27
564976 | THERMOSTAT DIELECTRIC SPACER | 5.31
507433 | FLANGE GASKET | 1.77
564254 | AUTO AIR VENT | 13.23
564028 | FAN SPEED RESISTOR (560 OHM) | 12.26
560375 | WIRED THERMOSTAT GROUP | 49.43
65103385 | MAIN EXCHANGER | 853.5
502383 | FLANGE BRACKET | 5.88
49300100 | VALVOLA MAGNETICA V4400C 1237 220V 3/4Z | 416.31
4758762865 | HEIZUNGSREGLER LOGON-M G1/E-TEIL | 706.57
469446 | SAFETY VALVE WITH LEVER (3/4" 8 BAR) | 17.5
65100773 | P.C.B. (NCB-MCU CF) | 345.03
65100774 | P.C.B. (NCB-MCU FF) | 345.03
65107577 | MAIN CONTROL BOARD + HUMIDITY SENSOR | 65.47
65101624 | P.C.B. | 67.59
65101661 | P.C.B. | 52.31
411380 | NUT (NYLON) | 7.14
65104576 | P.C.B. (PLASMA) | 80.34
65105527 | MICROPROCESSOR | 4.9
65104637 | P.C.B. | 78.7
990427 | P.C.B. | 141.87
65110521 | MAIN CONTROL BOARD + HUMIDITY SENSOR | 62.48
411251 | FLOW RIDUCTOR | 10.63
990706 | P.C.B. | 209.32
411167 | SIGNAL LAMP CAP | 10.18
990705 | P.C.B. | 187.55
411095 | CABLE CLAMP | 1.5
410828 | PLASTIC TANK | 55.63
410750 | ELEMENT (2000W) | 35.85
410747 | PLASTIC COVER | 15.69
65105589 | P.C.B. | 164.44
990415 | P.C.B. | 305.99
410670 | NUT M38X1.5 | 7.14
65103866 | P.C.B. | 72.05
65107593 | FILTER GRILLE | 6.65
65103198 | CLIP | 4.83
65109339 | FLOAT | 5.17
65112898 | AIR GUIDER | 13.5
65104130 | FAN MOTOR | 83.28
65101051-01 | 3-WAY VALVE SIEMENS VXP47.20-4 | 190.2
65117624 | GAS MANIFOLD 14 INJ. D:0:86 | 33.53
60000865 | SERIGRAPHED STRIP KIT | 51.03
60000867 | IONIZATION ELECTRODE | 31.13
60000868 | IGNITION ELECTRODE | 33.47
60000810 | SPARK GENERATOR | 42.03
60000800 | ANODE D:21.3 L:390 M5 | 19.94
60000799 | FLANGE WITH ANODE | 133.45
60000792 | BASE - BOX | 4.78
60000760-02 | P.C.B. (DISPLAY) | 181.81
65103922 | EVAPORATOR | 168.88
60000755 | CONVERSION KIT > GPL 38 | 20.9
60000875 | PUMP | 283
60000703 | FLANGE WITH ANODE | 79.45
60001616 | CONTROL PANEL COVER (FRONT) | 9.89
60000970 | FLANGE WITH ANODE | 210.85
65102895 | CONTROL PANEL | 78.78
60000967 | FLANGE WITH ANODE (PROTECH) | 89.93
65109338 | WATER TRAY | 24.65
65112897 | CONDENSATE TRAY | 10.48
65110524 | COMPLETE WATER TANK | 28.93
60000901 | GAS SERVICE TAP | 33
65107910 | LEFT SIDE PANEL | 154.38
60000897 | COLD WATER TAP | 73.66
60000893 | HOT WATER CONNECTION | 25.14
65112886 | FRONT PANEL | 26.43
65112888 | WATER COLLECTOR PANEL | 5.02
60000883 | NUT 3/4" | 4.14
65109336 | PANEL (LOWER) | 7.36
60000878 | UNION 1/2Z | 10.32
65104605 | CAPACITOR 1,2uF | 8.9
60000627 | FIXING KIT | 4.39
60000630 | SERIGRAPHED STRIP KIT | 51.03
60000621 | VENTURI D: 25 MM | 124.46
60000613 | CONVERSION KIT LPG > NAT | 57.31
60000603 | FAN-IGNITER CABLE | 59.73
60000600 | WIRE ASSEMBLY | 37.36
60000588 | GAS TUBE | 58.08
65117761 | CABLE (FAN) | 12.88
60000559 | SUPPORT BRACKET | 27.08
65118254 | KIT THERMOREGULATION | 224.59
65112721 | SOLENOID VALVE COIL | 85.5
65104328 | DRAIN COCK | 25.42
65101692 | TRANSFORMER | 14.89
60000751 | SERIGRAPHED STRIP KIT | 62.57
60000745 | SERIGRAPHED STRIP KIT | 28.01
60000744 | PLUG | 1.77
60000741 | SERIGRAPHED STRIP KIT | 51.03
60000740 | PUSH BUTTON GROUP (MENU) | 2.34
60000739 | PRINTED CIRCUIT BOARD (DISPLAY) | 177.83
65104312 | FLOW GROUP | 82.95
60000729 | PUSH BUTTON (L.H.SIDE) | 4.17
61302483 | MOTOR (3-WAY VALVE) | 64.24
60001378 | P.C.B. (DISPLAY) | 181.81
60000689 | HEATING ELEMENT 2200W 230V | 31.2
60000688 | HEATING ELEMENT 1800W 230V | 41.48
61001246 | PUMP UP 15/60 | 254.18
65107350 | PUMP | 278.02
65102253 | PUMP HEAD | 266.61
60000681 | SCREW M8X14 (6 PCES) | 8.57
65105835 | PUMP | 276.35
65100710 | PUMP (2-SPEED) | 303.93
65104227 | PUMP | 283
65100471 | EXPANSION VESSEL 7L | 128.35
995940 | EXPANSION VESSEL | 128.35
60000876 | PUMP 5M 1V WILO | 283
61014597 | WATER / WATER HEAT EXCHANGER | 125.49
65104263 | SECONDARY EXCHANGER | 126.12
65104451 | SECONDARY EXCHANGER | 126.12
61314111 | SANITARY HEAT EXCHANGER (16 P.) | 125.49
61302409 | WATER / WATER HEAT EXCHANGER 14 | 125.49
65100972 | SECONDARY EXCHANGER | 91.44
996155 | TEMPERATURE PROBE | 8.15
60001262 | NON-RETURN VALVE | 57.31
65105895 | ELECTRODE (IGNITION) | 33.47
65104557 | 3-WAY SPRING KIT (D.H.W.) | 54.92
61010611 | SHUNT PLATE | 132.11
60001238 | PUSH BUTTON (R.H.SIDE) | 4.17
60001237 | HOLE PLATE | 2.95
60001236 | PUMP CABLE | 13.48
65103678 | PUMP (DRAIN) | 110.22
60001232 | SHUNT CABLE | 3.83
60001230 | GAS TUBE 12/18/24 KW | 49.51
65070770 | PUMP CIRCULAT. GRUNDFOS UPS 15-60 H9 | 303.93
65110910 | PUMP | 274.66
60001228 | BOX (MAIN BOARD) | 38.94
65107223 | PUMP | 283
60001193 | FUSE HOLDER | 20.28
60001192 | BLACK KNOB | 25.12
61311400 | WATER / WATER HEAT EXCHANGER 24 | 180.21
60001191 | PRESSURE REDUCER SAPHIR 21E/S | 1136.23
61400202 | EXPANSION VESSEL | 111.23
60001190 | CONTROL BOX SIEMENS | 1040.14
60001189 | THERMOMETER | 68.96
60001186 | ELECTRICAL BOX (SIEMENS) | 2670.72
60001185 | PRESSURE REDUCER SQS659 | 494.99
60001184 | THREE-WAY VALVE PN10 VXG32 | 308.95
65103427 | DELIVERY PIPE | 16.1
60001181 | IGNITION ELECTRODE | 63.75
60001611 | GATEWAY | 11.1
65104290 | CONDENSATE TRAP | 17.91
60001592 | P.C.B. (MAIN) | 591.18
573975 | P.C.B. | 355.61
65100138 | COMPRESSOR CAPACITOR 30uF | 28.22
60001583 | MOTOR + SPRING 3 WAY VALVE KIT | 97.22
60001380 | KIT BOUCHON SUR PURGEUR | 25.42
60001387 | LONGERON 744x56mm | 11.56
60000535 | FAN ASSY | 179.52
998126 | GAS VALVE WITHOUT PILOT BURNER OUTLET | 143.68
65104671 | AIR PRESSURE SWITCH 50 Pa | 46.07
61306697 | AIR PRESSURE SWITCH 24KW | 47.29
61307664 | AIR PRESSURE SWITCH 24-28KW | 48.71
65100716 | AIR PRESSURE SWITCH | 46.07
60001350 | GAS RESTRICTOR D: 5.50 | 16.16
65100987 | DIVERTER | 39.19
61011565 | CONNECTION | 12.74
60001082 | GASKET D:140-100-20 | 41.31
60001080 | GASKET BLACK D:102-89.8-10.3 | 115.55
60001079 | GASKET BLACK D:90.5-75.5-9 | 68.81
60001075 | DOOR | 9.09
61304209 | FLUE CONNECTION | 155.96
60001059 | PRINTED CIRCUIT BOARD | 48.34
60100342-30 | THERMO. & O/HEAT THERMO. 110C | 51.13
60001000 | ROD PLATE | 41.42
60000990 | PIPE (C.H. RETURN) | 22.8
60000987 | TRAP | 24.84
60000985 | RIGHT SIDE PANEL | 73.02
60000984 | LEFT HAND PANEL | 49.3
997010 | STANDARD CIRCULATOR WITHOUT DEAER. (H6) | 166.44
60000979 | RIGHT SIDE PANEL | 34.12
60000972 | IMMERSION HEATER 3000W + P.C.B. | 114.08
60000971 | IMMERSION HEATER 3000W | 163.24
60000955 | THERMOSTAT SUPPORT | 8.39
65100713 | PUMP (2-SPEED) | 303.93
60000932 | GASKET D:80 | 15.79
60000046 | PUMP UP 15/70 220V (7M) | 184.67
60000898 | GAS SERVICE TAP | 27.68
60001083 | GASKET D:133,5-123-12,5 | 31.15
60001170 | CLIP | 2.68
60001150 | RIGHT SIDE PANEL | 59.69
60001148 | LEFT HAND PANEL | 75.33
60001144 | HOLE PLATE | 2.95
60001142 | FLEXIBLE PIPE | 8.01
65105815 | REMOTE CONTROL INTERFACE | 66.06
60001141 | HEATING FLOW TUBE | 73.24
60001139 | HEATING RETURN TUBE | 70.86
60001126 | BURNER JET FULL KIT (LPG) | 20.51
60001102 | GASKET D:68.5-59.5-9.5 | 8.74
60001100 | GASKET GREY D:125 | 16.24
60001099 | GASKET GREY D:80 | 12.31
65105168 | REMOTE CONTROL INTERFACE | 66.06
60001098 | GASKET GREY D:125 | 6.42
65104314 | 3-WAY SPRING KIT (D.H.W.) | 97.22
60001090 | IONIZATION ELECTRODE | 5.69
61001087 | CLIP | 1.85
60001084 | GASKET BLACK D:86.4-80.1-12 | 16.05
574194 | PIPE (GAS VALVE/BURNER) | 27.74
574182 | FAN | 38.27
574112 | OPERATOR COIL (GAS VALVE) | 149.82
574272 | HIGH VOLTAGE WIRING | 29.17
574306 | ANODE D.15 L:274 M5 | 16.47
65114711 | FAN MOTOR | 46.5
65117626-01 | ELECTRODE (IGNITION/IONIZATION) | 16.49
65117626 | ELECTRODE (IGNITION/IONIZATION) | 16.49
574001 | TUBE (HEAT EXCHANGER - COPPER) | 4951.91
573923 | AIR CLEANER L.H. | 21.37
573917 | PRINTED CIRCUIT BOARD (L.E.D.) | 7.72
573899 | TRANSFORMER | 26.5
60000083 | BURNER | 2798.6
60000082 | PIPE (BURNER) | 485.17
60000078 | AIR PRESSURE SWITCH | 144.62
999597 | CONTROL PANEL BUTTON | 3.6
60000077 | AIR PRESSURE SWITCH | 149.39
60000076 | AIR PRESSURE SWITCH | 149.39
60000074 | FLANGE | 117.93
60000073 | CONNECTION G 2 | 158
60000072 | CONNECTION G 1.5 | 158
60000071 | NON-RETURN VALVE | 116.4
60000069 | PUMP DOUBLE | 980.66
60000068 | PUMP SIMPLE | 3067.9
60000064 | PUMP SIMPLE | 763.54
60000063 | PLATE 72.4X24.2 cm | 240.94
60000062 | PLATE 72.4X24.2 cm | 240.94
60000061 | PLATE 72.4X24.2 cm | 240.94
816536 | ELEMENT + ANODE D.75 (3X1000W - 230V) | 107.67
60000056 | FURNACE + ANODE + RESISTANCE 2500W KIT | 187.38
60000054 | CLOSURE PLATE | 1.59
60000038 | FURNACE + ANODE + RESISTANCE 2500W KIT | 101.75
691600 | THERMOSTAT (TAS TFP F75 450) | 61.31
60000029 | SERIGRAPHED STRIP (FOR PROG.) | 8.43
60000028 | HOLE PLATE (WITH HOLE) | 3.08
919054 | ANODE D:26 L:320 + PLUG M1 | 26.87
60000010 | IMMERSION HEATER 3000W | 49.52
60000003 | ANODE D:22 L:430 M8 | 19.94
993220 | ANODE (D.25 L:231 M5) | 17.65
65107224 | ANODE D:25,5 L:260 M5 | 17.65
935161 | ANODE (D.25.5X200XM8) | 17.65
573530 | LOCK NUT 1/2 | 1.65
573524 | NIPPLE (3/4 BRASS) | 6.98
573510 | CABLE HOLDER | 4.93
573499 | 14 LITRE FLOW RESTRICTOR | 5.63
573498 | 12 LITR FLOW RESTRICTOR | 6.54
573497 | 10 LITRE FLOW RESTRICTOR | 4.94
573496 | PIPE (COLD WATER INLET) | 16.82
573452 | AIR PRESSURE SWITCH | 48.48
573447 | GASKET NEOPRENE D:126-95 (4 trous D:5) | 10.82
573445 | PANEL (INSULATION - REAR) | 11.18
573444 | PANEL (INSULATION - FRONT) | 12.32
573427 | RECTANGULAR THERMOMETER | 4.53
573440 | CABLE (IGNITION ELECTRODE) | 3.24
573389 | FAN (160X60) | 22.66
65100532 | CERAMIC RESISTANCE 3000W | 91.54
573333 | FLUE (EXHAUST MANIFOLD / HEADER) | 185.04
573531 | NIPPLE (1/2 BRASS) | 14.36
60000141 | CLAMP RING REDUCTION FOR COPPER 18 MM | 16.34
60100142-20 | WATER SECTION REPAIR KIT | 20
573869 | MOTOR (FAN) | 54.14
573766 | FRONT COVER GASKET | 4.88
573745 | GAS MODULATOR CARTRIDGE | 90.5
573625 | PIPE (EXPANSION VESSEL) | 11.09
573566 | SIGHT GLASS HOLDER | 8.07
60000084 | BURNER | 2863.59
60000410 | TAP DN 20 | 88.98
60000408 | VALVE ADJUSTEMENT CIRCUIT 2-16 L/MIN | 89.74
60000405 | NON-RETURN VALVE M28 X 1.5 | 79.34
60000403 | NUT M 28-1.5 + OLIVE Qt:2 | 43.36
60000361 | MANIFOLD | 30.98
60000357 | CONVERSION KIT > G31 | 13.45
60000338 | SERIGRAPHED STRIP (FOR PROG.) | 13.9
60000330 | CONVERSION KIT LPG > NAT | 111.48
65110784 | RETURN GROUP 22 X 3/4"M | 48.41
60000329 | CONVERSION KIT LPG > NAT | 103.48
61400277 | WATER SECTION ASSY | 106.57
60000332 | CONVERSION KIT LPG > NAT | 125.9
60000328 | CONVERSION KIT LPG > NAT | 94.86
60000327 | CONVERSION KIT LPG > NAT | 94.86
60000326 | CONVERSION KIT LPG > NAT | 85.61
60000322 | CONVERSION KIT NAT > LPG | 59.16
60000320 | CONVERSION KIT NAT > LPG | 54.79
60000317 | GASKET | 2.43
816095 | IMMERSION HEATER 1500W | 54.42
60000312 | IONIZATION ELECTRODE | 33.14
65402017 | FLANGE GASKET (6 STUD) | 15.7
60000311 | COVER (FLUE TEST POINT) | 5.15
60000307 | GAS TUBE | 22.91
65151502 | FAN MOTOR SUPPORT | 13.71
60000305 | FLEXIBLE PIPE | 150.03
65101003 | FLANGE | 13.67
60000538 | GAS TUBE | 47.08
65116374 | CONTROL BOARD | 28.46
60000525 | SPACER | 7.51
65110979 | BAFFLE (1/2" H=37) | 5.27
60000511 | TUBE | 35.33
60000510 | BATTERY HOLDER | 13.97
60000496 | RESTRICTOR D: 5 | 3.76
60000481 | GREEN LIGHT SIGNAL | 46.78
60000480 | RED SIGNAL | 46.78
60000479 | BUTTON | 29.03
60000469 | P.C.B. (MAIN) + P.C.B. (DISPLAY) | 345.03
60000467 | CONVERSION KIT NAT > LPG | 25.3
60000465 | BOX COVER | 18.73
60000454 | BOILER THERMISTOR TEMP. SENSOR | 36.04
60000452 | BOX COVER | 15.18
60000439 | CERAMIC RESISTANCE 2400W | 73.53
60000420 | CABLE (/ Pump) | 24.46
60000416 | FLEXIBLE PIPE INOX 3/4" L:480 | 69.84
60000415 | RED THERMOMETER 0-120░C D:50/10-D:5/50 | 29.24
60000414 | BLUE THERMOMETER 0-120░C D:50/10-D:5/50 | 35.43
60000412 | SERVICE TAP | 31.05
60000215 | COUVERCLE BOITIER ELECTRIQUE | 18.05
60000214 | DISPLAY WIRING | 7.73
60000208 | LEG HT 50 | 14.26
976187 | ANODE D:13,6 L:155 M4 | 7.63
60000206 | VALVE TUBE | 64.38
60000205 | STUD | 5.4
60000204 | NON-RETURN VALVE | 4.78
60000051 | RIGHT HAND BLOCK | 64.86
60000000 | IMMERSION HEATER 2400W | 47.1
60000176 | PRINTED CIRCUIT BOARD | 235.73
65158527 | GAS MANIFOLD | 23.52
60000130 | CORNER BRACKET | 37.96
60000127 | FIXING BRACKET | 37.42
60000116 | FASTENING SCREW | 8.02
60000108 | DRAIN SCREW | 17.89
65151501 | CONDENSER | 134.35
60000101-13 | SCREW M 6-12 | 0.75
60000088 | CONTROL FACIA | 756.29
60000087 | CONTROL FACIA | 683.39
60000086 | CONTROL FACIA | 641.8
60000085 | BURNER | 2863.59
60000218 | FACIA | 19.44
65101299 | ELECTRICAL BOX PROTECH WITH CABLE | 114.15
60000299 | TOP PANEL BOX | 50.62
60000298 | CONNECTION | 8.13
60000297 | INSULATION (FRONT PANEL) | 37.59
65100571 | ELEMENT 1500W 230V | 27.59
60000288 | BURNER 24KW | 122.03
60000286 | ELECTRODE GASKET | 6.94
60000284 | PRINTED CIRCUIT BOARDS | 591.18
60000278 | VENTURI | 14.07
60000277 | BURNER HEAD | 127.07
65151499 | TERMINAL BLOCK, 5P | 17.26
60000253 | PLATE FAGOR | 11.09
60000239 | FITTING KIT | 29.11
60000233 | GAS TUBE | 23.02
65112035-01 | P.C.B. (SOLAR MANAGER EVO LOW) | 95.94
65112035-02 | P.C.B. (SOLAR MANAGER EVO LOW) | 95.94
60000224 | TWO-WAY VALVE | 199.62
60000219 | DOUILLE RACCORDEMENT SOUPAPE | 17.53
65119379 | HEATING RETURN TUBE | 42.65
65151007 | PIPE COVER | 0.36
65119353 | GAS SERVICE TAP | 27.68
61005254 | SCREW | 0.87
65119463 | FILLING TAP KIT | 25.34
65109280 | CABLE (ANODE-PROTECH) | 11.75
65119084 | GAS ADAPTER (3/4ö NPT)ö | 16.43
61301173 | THERMOCOUPLE | 7.36
65110802 | DOUBLE FASTENER | 13.77
65103273 | FLANGE D.75 | 32.2
65112183 | SAFETY VALVE 6 BAR | 27
990442 | VALVE (SASO 1/2" 10BAR CH.40) | 18.7
969040 | T + P VALVE USE CODE 406953 | 103.17
65151993 | SAFETY VALVE | 7.8
65103276 | SAFETY VALVE | 85.38
65103775 | SCREW COVER | 1.92
926042 | CABLE PACK + SCREW | 48.8
61312272 | KNOBS SET | 16.57
61004679 | WATER SECTION TOP COVER | 8.21
60100147-20 | WATER SECTION REPAIR KIT | 19.12
65152145-01 | MAIN BOARD NEXT OUTDOOR | 166.95
65152145 | MAIN BOARD NEXT OUTDOOR | 166.95
65100744 | THERMOSTAT (TBS 2) | 11.8
65100574 | THERMOSTAT | 45.92
65101936 | THERMOSTAT | 45.92
65181003 | THERMOSTAT | 45.92
65100146 | THERMOSTAT | 44.44
65120003-01 | CONTROL BOARD | 33.1
65101465 | THERMOSTAT CAEM | 50.02
65103316 | THERMOSTAT | 17.39
65101349 | THERMOSTAT | 17.39
65119979 | FAN MOTOR | 192.42
61001911 | WATER GOVERNOR KIT | 23.48
61400260 | HINGE | 7.62
65119958 | GASKET 3/4 in th. 2.5 | 2.88
65159677 | EVAPORATOR | 140.19
65101306 | PLASTIC COVER PROTECH | 70.29
65101380 | PRINTED CIRCUIT BOARD AC1 | 28.3
925361 | P.C.B. (ANODE) | 84.88
61400259 | CLIP | 16.15
65104106 | FLANGE BRACKET | 5.88
65150423 | FLANGE BRACKET | 5.88
976203 | FLANGE BRACKET | 5.88
976213 | FLANGE BRACKET | 5.88
65119684 | AIR CONVEYOR | 25.37
65119656 | PUMP HEAD UPMO 60PH | 303.93
65119641 | CONTROL PANEL HINGE | 10.42
65119836 | BOTTOM COVER 30-35 KW | 24.51
65119835 | BOTTOM COVER 18-24 KW | 24.14
960097 | PRESSURE SWITCH | 12.08
61400262 | AIR PRESSURE SWITCH 80 > 120 | 72.46
65119811 | CONTROL BOARD | 31.86
61301300 | VENTURI D: 2.4 | 5.63
994053 | WIRED THERMOSTAT USE 65101932 | 65.81
925268 | THERMOSTAT EGOTRI/S.AXE MONTE | 109.09
65119770 | RETURN GROUP | 68.55
60100207-20 | FLAME SUPERVISION KIT | 26.07
921035 | THERM EGO TRI S/AXE FA45 | 109.09
65119768 | BOTTOM COVER 18-24 KW | 22.93
65309039 | THERMOSTAT | 203.41
61013346 | THERMOSTAT | 61.34
691522 | THERMOSTAT (TAS N 300 FP) | 23.91
691257 | THERMOSTAT | 50.98
65309038 | THERMOSTAT | 203.41
65118203 | COMPLETE INDOOR UNIT | 482.59
994062 | THERMOSTAT | 46.34
65118201 | COMPLETE INDOOR UNIT | 221.51
65118170 | EBUS2 GATEWAY (03.03.04) | 118.18
65118165 | VENTURI 35KW D:6.7mm (67) | 18.21
993156 | THERMOMETER | 9.31
65118164 | VENTURI 30KW D:6.2mm (63) | 17.7
61013547 | PRESSURE RELIEF VALVE | 39.22
65158370 | HEAT EXCHANGER | 168.46
925294 | PRINTED CIRCUIT BOARD | 48.34
925295 | P.C.B. (PROTECH ANODE) | 28.3
925345 | P.C.B. (COMPLETE) USE NEW CODE 65101299 | 114.15
65117997 | LIGHT SEPARATOR | 2.45
65117996 | SPRING | 1.73
65117994 | CONTROL BOARD | 29.12
65158542 | P.C.B. (MAIN) | 172.91
65151608 | P.C.B. (MAIN) | 87.65
65152277 | P.C.B (MAIN) | 83.19
65101376 | PRINTED CIRCUIT BOARD (AC1 SS) | 48.34
65101401 | P.C.B. (PROTECH ANODE) | 40.19
65117975 | CONTROL BOARD | 29.57
65110062-01 | FRAME | 21.28
61312266 | BOTTOM TRIM | 9.52
65117960 | AUTOMATIC FILLING TAP | 38.99
65105599 | KEYBOARD | 14.88
65104721 | SUPPORT RAILS LENGHT 3300mm | 80.95
65104720 | SHORT FIXING STRAPS | 21.62
65104722 | SUPPORT RAILS LENGHT 2200mm | 81.08
65104716 | STRAP FIXING SCREWS | 4.93
65104718 | INNER CLAMPS (LONG) | 16.44
65118163 | VENTURI 25KW D:5.8mm (60) | 16.26
65118313 | SHOWER HEAD | 25.79
65104717 | OUTER CLAMPS (SHORT) | 11.13
65100420 | ADHESIVE LABEL | 11.25
65110060-01 | DUCTS ADAPTER CLOSED | 8.72
65110061-01 | DUCTS ADAPTER WITH GRID | 9.09
65100161 | FIXING SCREW (PLASTIC COVER) | 0.87
65100544 | LOWER CLAMP | 26.52
65110284 | COMPRESSION RING D22 | 5.96
65118649-01 | P.C.B. (WIFI-REM3) | 39.6
65118636 | CABLE PUMP SPEED CONTROL (PWM) | 16.55
992121 | COVER PROTECTION (IPX 5 ) | 3.94
65104602 | REGULATION KNOB | 3.62
65110469 | COMPRESSION RING D18 | 5.6
65110452 | MALE CAP 1/2" | 26.45
65108464 | THROTTLING VALVE | 118.06
60100217-20 | PUSH ROD ASSY | 11.61
61013760 | CAP | 3.34
61016430 | ACCESSORY KIT | 56.77
61016299 | CLIP | 14.97
61016212 | SCREW CBLX D :5-30 | 1.05
61016208 | PIN | 5.75
61004294 | EXTENSION (/ GAS SECTION) | 9.03
61003165 | LOCK NUT M 22-150 | 2.44
61001497 | TEMPERATURE SELECTOR KNOB | 4.01
61000959 | WATER SECTION 1F HP ASSY | 127.64
61000583 | KNOBS 1F SET | 14.35
61000098 | COMPOSIT SCALE REDUCER 5L | 37.07
61009867 | WATER SECTION 2F HP ASSY | 151.88
61312271 | GAS CONTROL KNOB | 3.85
61400289 | FACIA | 11.91
61305116 | FACIA | 6.83
61305023 | FACIA | 6.89
61304598 | FACIA | 6.89
65118489 | COUNTERFLANGE D.290 | 169.21
65120925 | WIRING EM-SENSYS | 8.3
65120919 | WIRING (TDM) | 4.8
65120917 | DOOR INSULATION | 50.7
65120910 | FLOW PIPE DHW | 41.85
65120894 | WIRE CLAMP | 15.1
61009851 | MAIN GAS VALVE | 45.14
65121052 | FLOW PIPE HHP | 35.6
65121044 | PROBE SHEATH WITH GASKET | 41.65
65121013 | VERTICAL LOUVER KIT | 28.68
65121012 | COMPLETE DISPLAY PANEL | 27.11
65121011 | AIR FRESH FILTER | 23.99
65121007 | MAGNETIC RING | 30.35
65121006 | CONNECTING CABLE FLOWMETER | 39.81
61401800 | DRAUGHT DIVERTER | 65.41
65155935 | FLUE HOOD 11L | 23.5
61016246 | FILTER | 5.29
960015 | FILTER 1/2 | 2.35
61017669 | D.H.W. EXPANSION VESSEL KIT | 68.32
65121155 | THROTTLING VALVE | 121.57
65120794 | P.C.B. (INVERTER) | 387.7
65120791 | P.C.B. (TDM) | 134.85
65120759 | ROOM THERMOSTAT 3V | 686.31
65110978 | BAFFLE (1/2" H=82) | 2.91
65111141 | BAFFLE (1/2" H=72) | 2.35
65108449 | CONTROL PANEL | 34.76
61016467 | TRAP | 31.37
65120670 | EXCHANGER 35KW | 461.55
65120664 | EXCHANGER 30KW | 380.21
65120662 | MAIN EXCHANGER (24 KW) | 312.77
61016428 | HOT WATER TANK 55L | 891.44
65120875 | MOTOR BEARING | 36.26
65120872 | HEAT EXCHANGER INSULATION | 129.9
61312341 | FRONT CASE | 85.12
810759 | ELEMENT (2000W-230V) | 42.1
65120863 | PIPE (C.H. RETURN) | 33
919031 | ANODE D:17 L:600 M5 | 15.76
919005 | ANODE (D:18 L:400 M5) | 19.94
65409007 | ANODE D:18 L:340 M5 | 19.94
65120859 | PRESSURE GAUGE MANOMETER | 24.7
65120858 | FITTING FLOWMETER-FILTER | 24.7
65120844-03 | P.C.B. (ENERGY MANAGER) | 180.06
65120844-01 | P.C.B. (ENERGY MANAGER) | 180.06
65120842 | NUT+WIRE CLAMP PG16 | 6.8
819301 | ELEMENT (2000W D:45 L:475) | 91.92
65120841 | CABLE BUSHING | 3.3
65120840 | SUPPORT CLAMP | 4.55
65120821 | ELECTRODE (IGNITION) | 28.07
65105243 | FLUE HOOD WIRING | 18.24
65120803 | CABLE CLAMP | 3.6
925074 | CABLE 2 (PURPLE) 2,5X100 (fast.-fast.) | 6.28
65121594 | FLOW LIMITER 6L (KIT) | 74.31
65100411 | FLUE HOOD WIRING | 17.47
994181 | ELEMENT (1500W 220V) | 35.86
65181006 | ELEMENT 1200W 220-240V | 34.73
810834 | ELEMENT RNSA PA 30 (3000W-230V) | 25.64
810835 | ELEMENT (1500W 230V) | 35.86
810786 | HEATING ELEMENT 1200W 230V | 34.73
810866 | ELEMENT (1500W - 220V) | 35.86
65104094 | HEATING ELEMENT 1200W 200-240V | 34.73
990966 | HEATING ELEMENT 1500W 220-240V | 35.86
990967 | HEATING ELEMENT 1500W 220-240V | 35.86
810815 | ELEMENT (1500W - 220V) | 35.86
810784 | HEATING ELEMENT 1500W 230V | 35.86
810783 | ELEMENT (1200W 220V) | 34.73
810766 | HEATING ELEMENT 1500W 230V | 35.86
810765 | HEATING ELEMENT 1200W 220V | 34.73
994063 | ELEMENT (1200W-220V) | 34.73
65407075 | HEATING ELEMENT 6000W (D.110) + ANODE | 159.23
65121597 | THREADED PIPE L:100MM D:48,3MM | 37.13
65101395 | ELEMENT (3000W 240V) | 114.08
816083 | ELEMENT (2500/230) | 59.86
65101296 | FLANGE (COMPLETE WITH ANODE) | 131.61
994196 | FLANGE GASKET | 2.8
65107619 | FLANGE GASKET | 2.8
65121621 | HEAT EXCHANGER WH BIG | 610.8
65121599 | THREADED PIPE L:60MM D:60,3MM | 469.3
65121598 | THREADED PIPE L:100MM D:60,3MM | 48.83
65110787 | STRAIGHT FITTING MALE CONN. 3/4" (q. 2) | 75.17
65110785 | UNION 90░ D22 - 3/4"M | 23.07
960004 | OUTLET FITTING (RED) | 2.29
65121153 | BASE ASSEMBLY | 25.46
65101734 | PROTECH ANODE USE CODE 340407 | 29.26
65121148 | REMOTE INTERFACE MODUL | 686
65121124 | INSULATION | 686.87
65104027 | PLASTIC COVER | 4.71
65106732 | PLASTIC COVER + NEON LENS | 9.76
65121098 | CONTROL PANEL COVER (FRONT) | 26.6
65121096 | CONTROL PANEL COVER (FRONT) | 28.39
61304590 | FRONT CASE | 42.02
919047 | ANODE ( D:21,3 L:290 M88) | 16.01
919052 | ANODE (D:25,5 L:270 M8) | 16.01
919004 | ANODE D:25,5 L:135,5 M5 | 15.44
65409010 | ANODE D:21,3 L:290 M8 500L T7 | 16.01
65121229 | FAN | 72.07
65121212 | PRESSURE GAUGE PIPE | 42.26
65103767 | ANODE D.21,3 L:80 M5 | 11.07
65103768 | ANODE D:21,3 L:110 M5 | 11.07
681001 | ANODE (D:18 L:400 M5) | 19.94
61401806 | CONVERSION KIT LPG > NAT | 130.16
65120271 | COMPLETE ISOLATION | 1148.16
990447 | GASKET 1 | 3.13
65120273 | COMPLETE ISOLATION | 1637.64
65103429 | ELEMENT 1200W 230V | 17.9
816600 | ELEMENT 1500W 230V | 20.81
65120352-02 | P.C.B. (WIFI-REM4) | 38.08
65120352 | P.C.B. (WIFI-REM4) | 39.6
65111033 | TOP REPLACEMENT KIT | 260.14
61013345 | CERAMIC RESISTANCE 3000W | 69.99
65120287 | ROSETTE SET | 57.14
65120285 | ROSETTE SET | 44.64
65120284 | ROSETTE SET | 41.42
61016448 | CONNECTION | 14.11
960002 | INLET CONNECTION PIPE | 5.56
960003 | INLET FITTING (BLUE) | 3.67
61301177 | PILOT TUBE | 2.69
65118347 | INLET PIPE | 7.54
65120138 | REPLACEMENT HYDRAULIC KIT | 84.35
65158461 | PIPE (COLD WATER INLET) | 10.74
65158470 | PIPE (D.H.W. OUTLET) | 8.06
61304181 | CONNECTION KIT | 52.94
65104028 | PLASTIC COVER | 5.26
65104600 | PLASTIC COVER + NEON LENS | 10.16
65104601 | PLASTIC COVER + NEON LENS | 10.16
65104270 | PLASTIC COVER | 10.2
65120200 | GAS MANIFOLD G130 | 42.46
65120196 | DOOR (COMPLETE) | 26.6
990444 | PLASTIC COVER | 6.92
65120194 | HYDRAULIC FITTING H37 G3/4 F TO G1/2 M | 18.74
65120193 | REDUCTION 3/4M - 1/2F OT | 8.37
65101452 | COVER | 17.84
65120192 | NIPPLES OT. M-M G1/2 | 7.96
65101369 | PLASTIC COVER | 8.98
65120586 | FILTER BOARD | 208.5
65120584 | FILTER BOARD | 104.96
65151605 | PLASTIC COVER FOR OUTSIDE PIPE (WHITE) | 2.85
65120582 | INVERTER BOARD (FAN) | 361.1
65120581 | REACTOR R2503C | 104
65120578 | BALL VALVE 1/2 | 37.5
65120576 | PROBE TP1, TP2 L:1300mm | 22.4
65120575 | LOW PRESSURE SWITCH | 32.3
65120574 | FILTER | 41.2
65120573 | PIPE TEMPERATURE SENSOR L:1300mm | 32.3
65120572 | ELECTRONIC EXPANSION VALVE | 209.9
65120571 | SOLENOID VALVE KIT | 121.8
65120569 | LIQUID ACCUMULATOR | 158.9
65120568 | OIL SEPARATOR | 100.7
65120566 | GAS-LIQUID SEPARATOR | 359.4
65120565 | PLATE HEAT-EXCHANGER | 2408.9
65100543 | TOP COVER | 82.23
65120564 | LEFT CONDENSER | 7627.1
65120563 | RIGHT CONDENSER | 7627.1
65120561 | FRONT BOTTOM PANEL | 690.2
65120560 | RIGHT PANEL | 732.7
61016245 | PIEZO MECHANISM COVER | 18.2
65120559 | BACK GRILL | 854.3
61017689 | PLATE - IMMEDIATE WATER INTAKE | 17.25
65120558 | REAR PANEL | 541.4
994161 | PLASTIC COVER | 12.63
65120557 | SIDE GRILLE | 836.8
65120556 | LEFT PANEL | 732.7
61016235 | GAS SECTION COVER | 15.4
65120554 | DISPLAY COVER | 123.2
65120552 | PUMP CME10-1 | 5393.9
65120551 | WATER TEMPERATURE SENSOR | 27.46
65120550 | ADHESIVE HEATER 35W 230V | 43
65120549 | ONE-WAY VALVE | 48.21
65120548 | 4-WAY VALVE (KIT) | 824.7
65120546 | NON RETURN VALVE | 138.52
65120545 | FILTER | 31.03
65120544 | PRESSURE SENSOR | 291.5
65120543 | PLATE HEAT-EXCHANGER | 5398.53
65120542 | LIQUID RECEIVER 8L | 158.9
65120541 | LIQUID SEPARATOR 14L | 670.38
994096 | PLASTIC COVER | 6.45
65120588 | RIGHT CONDENSER | 10642.4
65120606 | FLEXIBLE COUPLING D:42.4mm | 32.95
65120601 | REACTOR R4015G | 233.7
65103573 | PLASTIC COVER | 9.46
65120599 | PUMP CME15-1 | 6942.1
65120570 | NON RETURN VALVE | 45.7
65120596 | FILTER | 21.3
65120577 | FLOW SWITCH | 870.5
65120562 | FAN WITH GRILLE | 2128.8
65120509 | FILTER | 10.4
65102518 | PLASTIC COVER | 5.66
65102752 | PLASTIC COVER + NEON LENS | 14.27
65105271 | PLASTIC COVER + NEON LENS | 7
65120598 | FILTER D32 | 69.5
65120597 | SOLEONID VALVE KIT | 56.3
926205 | PLASTIC COVER | 17.84
65120595 | ELECTRONIC EXPANSION VALVE | 198
65120594 | LOW PRESSURE SWITCH | 62.7
65120593 | PLATE HEAT-EXCHANGER C12L-EZ | 245
65105270 | PLASTIC COVER + NEON LENS | 10.34
65120592 | COMPRESSOR | 2662.02
65120591 | LIQUID RECEIVER 12L | 246.2
65120590 | PLATE HEAT-EXCHANGER ACH73 | 3054.3
65120589 | LEFT CONDENSER | 10642.4
65120493 | LIQUID SEPARATOR 14L | 623.13
65120492 | OIL SEPARATOR 3.4L | 100.7
65120491 | PLATE HEAT-EXCHANGER | 3384.86
65120490 | TUBE SENSOR | 32.87
926115-01 | PLASTIC COVER | 18.2
65120488 | RIGHT CONDENSER | 2909.58
65120487 | ROOM SENSOR T4 | 23.2
65120486 | FAN MOTOR | 654.52
61001863 | TAP HEAD ASSY | 15.36
65120484 | FAN GRILL | 541.62
65120483 | TOP COVER | 1058.92
65120482 | LEFT CONDENSER | 2909.58
65120481 | FRONT PANEL | 842.82
65120480 | RIGHT PANEL | 534.47
65120479 | REAR PANEL | 698.98
61003896 | CONVERSION KIT LPG > NAT | 53.25
65120478 | LEFT PANEL | 544.5
61001367 | CONVERSION KIT NAT > LPG | 86.69
61310382 | BURNER JET FULL KIT (LPG) | 34.8
61310381 | CONVERSION KIT GZ50 > BUT/PROP | 35.48
65120435-02 | REMOCON PLUS 2.0 | 217.5
65120494 | COMPRESSOR | 1868
65120540 | TOP COVER | 1841.15
65120539 | LEFT CONDENSER | 5360.52
65120538 | TEMPERATURE SENSOR CLIP | 3.14
65120537 | RIGHT CONDENSER | 5360.52
65120536 | LEFT PANEL | 441.55
65120535 | FRONT PANEL | 772.55
65120534 | RIGHT PANEL | 441.55
65120533 | REAR PANEL | 672.91
998686 | BURNER JET (PILOT) | 9.18
65120531 | 4-POLE TERMINAL BLOCK | 374.33
65120530 | FAN BOARD | 176.01
65120529 | PRESSURE SWITCH 0.5BAR G1/8 | 37.5
65120528 | HEAT SINK | 521.14
65120527 | FAN MODULE BOARD | 176.01
65120525 | HEAT SINK | 3106.68
65120524 | 4-POLE TERMINAL BLOCK | 56.23
65120523 | TOROID (FILTER BOARD) | 1029
65120522 | HEAT SINK | 872.8
65120520 | HEAT SINK | 141.31
65120516 | FLEXIBLE COUPLING D:33.7mm | 31.03
810803 | ELEMENT (1000W 230V) | 25.36
65120513 | FLEXIBLE COUPLING D:48.3mm | 36.61
65120512 | VENT VALVE 3/8 10BAR | 37.66
65120511 | SAFETY VALVE 1/2 6BAR | 35.7
65120510 | FILTER | 18.6
65120508 | LOW PRESSURE SWITCH | 30.6
65120507 | HIGH PRESSURE SWITCH | 51.2
65120504 | DISCHARGE TEMPERATURE SENSOR | 46.5
65120502 | SOLENOID VALVE | 36.44
65120501 | GAS VALVE | 13.2
65120500 | ELECTRONIC EXPANSION VALVE | 110.8
65120499 | FILTER | 21.79
65120498 | PRESSURE SWITCH CGQ-YL-4.6MPA-2500 | 315.14
65120497 | TUBE SENSOR | 20.9
810782 | ELEMENT 3KW-240V | 24.21
65120496 | LIQUID STORAGE TANK 2.8L | 98.25
65120495 | DISCHARGE TEMPERATURE SENSOR | 21.53
65104018 | ELEMENT 2500W 220V | 19.34
65121897 | HEATING ELEMENT ASSY (1500W 230V) | 121.8
65103317 | ELEMENT 1500W 220V | 17.76
65116263 | GASKET (IGNITION ELECTRODE) | 13.99
65116231-03 | CONNECTIVITY WIFI | 105.15
65116231-02 | CONNECTIVITY WIFI | 105.14
994180 | ELEMENT (3000W - 230V) | 41.19
65100841 | ELEMENT (2000W-230V) | 50.98
65101076 | ELEMENT 2500W 220V | 19.34
65100416 | HEATING ELEMENT (2000W) | 55.9
65100179 | ELEMENT 2500W 220-240V | 28.81
993209 | HEATING ELEMENT 2000W 230V | 20.83
816607 | ELEMENT 1200W 230V | 20.49
816760 | ELEMENT (1200W - 220V) | 13.49
817177 | ELEMENT 1500W - 230V | 16.71
65102531 | HEATING ELEMENT 2400W | 73.53
816342 | ELEMENT 1200W 230V | 20.49
817166 | ELEMENT (2200W 230V) | 25.48
816735 | ELEMENT (1500W-230V) | 36.81
65116211 | TOP COVER | 22.32
65116210 | BY-PASS PIPE | 22.8
960021 | O-RING AND FIXING FORK (KIT) | 4.28
61013696 | SHEET GASKET D: 24-18.2-2 | 0.77
65112043 | GASKET (RED) | 5.06
65104052 | FLANGE | 30.22
61309236 | MATING FLANGE | 97.43
65116606 | VENTURI 35 KW NG | 27.16
65116605 | VENTURI 30 KW NG | 27.16
923161 | FLANGE PLATE DIAM. 75 | 5.9
65116597 | VENTURI 24 KW NG | 27.16
65116595 | IGNITION ELECTRODE | 31.04
65116590 | GAS VALVE CABLE | 42.85
65116585-05 | P.C.B. (MAIN) | 186.26
65116585-02 | P.C.B. (MAIN) | 186.26
65116585-01 | P.C.B. (MAIN) | 186.26
65116585 | P.C.B. (MAIN) | 186.26
65116697 | EXCHANGER 35KW | 321.13
65116696 | EXCHANGER 30KW | 317
65116695 | EXCHANGER 24KW | 290.16
65116684-02 | P.C.B. (MAIN+DISPLAY) | 176.5
65102432 | CONTROL PANEL COVER | 9
65109298 | CABLE (ANODE-PROTECH) | 13.73
994218 | CABLE (POWER SUPPLY) | 8.9
65101341 | UNIPOLAR SWITCH | 7.65
65116412 | PUMP | 269.15
65101407 | SIGNAL LAMP | 4.35
65103779 | WIRING (PROBE) | 13.82
65150363 | POWER CABLE | 8.9
960101 | WIRING | 52.41
960102 | SIGNAL LAMP | 3.99
960130 | WIRING ELECTRONIC 7 KW | 98.71
67410002 | SIGNAL LAMP | 4.35
65116558-01 | FAN | 88.04
65108460 | BUSHING EARTH CABLE | 8.05
65116556-01 | IGNITION AND DETECTION ELECTRODE | 31.04
65116556 | ELECTRODE (IGNITION/IONIZATION) | 31.04
990976 | SIGNAL LAMP | 4.35
65116548 | CONTROL PANEL HINGE | 10.42
65100260 | CABLE (POWER SUPPLY) | 8.9
65116545-04 | P.C.B. (MAIN) | 234.11
65116545-03 | P.C.B. (MAIN) | 234.11
65116545-02 | P.C.B. (MAIN) | 234.11
65116540 | RETURN GROUP | 71.29
65116538 | HYDRAULIC GROUP SUPPORT | 6.27
65116536 | SPLASH PREVENTER | 14.41
65115784 | CONTROL PANEL COVER (FRONT) | 17.9
65115776-03 | P.C.B. (DISPLAY) | 43.42
65115776-02 | P.C.B. (DISPLAY) | 43.42
65115785 | CONTROL PANEL COVER (REAR) | 15.5
65115954 | P.C.B. (INVERTER) + CONTROL BOARD | 771.12
65115998 | FAN MOTOR | 46.5
65115872 | SCREW M5X25MM (5 PCS) | 14.42
65115871 | WOOD SCREW 5X40MM (5 PCS) | 3.43
65115896 | PUMP WILO RS 25/7-2 130 EMK 23 | 278.02
65117516 | PLATE WIRE BOX 30-35KW | 28.12
65117445 | HEATING ELEMENT 2000W 230V | 32.64
65116976 | O-RING - HIGH TEMP P16 | 7.19
65116908-02 | PUMP 5M PWM TACO | 244.16
65116736 | LUMBERG CONNECTOR 3611 02 F65 K01 ME08 | 4.49
65117315 | FRONT CASING UNIVERSAL MODULE AR | 104.1
65117311 | P.C.B. (WIFI-REM3) | 39.6
65117371 | FRONT PANEL | 34.58
65117421 | PIPE (C.H. RETURN) | 19.35
65117420 | PIPE (C.H. FLOW) | 19.26
65117381-02 | IGNITION ELECTRODE | 42.48
65117381-01 | IGNITION ELECTRODE | 42.48
65117779 | PIPE (C.H. RETURN) 35KW | 21.29
65117941 | FLOW PIPE FROM HEAT PUMP | 50.23
65117939 | PIPE HYDR.SEPARATOR-BOILER | 26.17
65117938 | FLOW PIPE | 30.05
65117937 | RETURN PIPE Z1 | 52.22
65117864 | CABLE SUPPLY REMOTE | 12.52
65117619 | GAS TUBE | 16.46
65117749 | COVER (ELECTRIC BOX) | 8.33
65116928 | PIPE (GAS) | 84.71
65116927 | GASKET (IGNITION PLUG) | 6.5
65116926 | MOUNTING PLATE (IGNITION PLUG) | 12.36
65116925 | IGNITION PLUG+GASKET | 67.51
65116922 | SHIELD PLATE | 68.81
65116730-01 | WIRELESS REPEATER EU | 185.07
65116728 | WIRELESS EXTERNAL SENSOR | 95.91
65116727-01 | 2-ZONE SYSTEM MANAGEM.MODULE WITH WIRES | 101.95
65116727 | KIT MULTIFUNC+ZONE | 101.95
65116780-04 | P.C.B. (ENERGY MANAGER) | 158.18
65116780-03 | P.C.B. (ENERGY MANAGER) | 158.18
65116780-02 | P.C.B. (ENERGY MANAGER) | 158.18
65117146 | COPPER PIPE BOILER | 26.5
65112083-02 | SYSTEM INTERFACE | 145.94
65117078 | CONNECTION Y +TUBES | 18.83
65112083-01 | SYSTEM INTERFACE | 145.94
816121 | HEATING ELEMENT 15000W 380V | 165.37
816523 | ELEMENT (3X1000W 240V) | 71.48
819304 | ELEMENT (2500W D:45 L:475) | 91.92
816122 | ELEMENT (30 KW) | 119.19
691218 | THERMOSTAT (TBS 300 65/75) | 15.84
65158357 | HI7 IGNITOR POLE | 3.64
65121643 | HEATING ELEMENT COMPLETE 3000W 220-240V | 33.06
65102278 | COMPRESSOR CAPACITOR 35uF | 26.6
61014224 | DRAIN SCREW | 29.2
61308722 | PRINTED CIRCUIT BOARD | 263.11
61308723 | PRINTED CIRCUIT BOARD | 263.11
951031 | PRINTED CIRCUIT BOARD (CAME 2-FFI) | 274.04
992200 | P.C.B. (UNO-MCU MI/FFI) | 202.05
61307629 | PRINTED CIRCUIT BOARD | 263.11
61307627 | PRINTED CIRCUIT BOARD | 263.11
61400240 | PRINTED CIRCUIT BOARD | 345.03
61307628 | PRINTED CIRCUIT BOARD | 263.11
61308721 | PRINTED CIRCUIT BOARD | 263.11
61301938 | VALVE | 47.36
65100415 | OVERSIZE PUMP (2-SPEED) | 303.93
61312869 | EXPANSION VESSEL 6L | 155.34
64200768 | SENSOR (PIPE TEMPERATURE) | 8.15
992189 | MAIN EXCHANGER | 291.92
995803 | P.C.B. | 123.26
995571 | P.C.B. | 191.62
61315295 | PRINTED CIRCUIT BOARD | 345.03
61315296 | PRINTED CIRCUIT BOARD | 345.03
65410009 | CABLE KIT (MO/TRI500T6SMS MTS) | 50.66
68405002 | ELECTRODE FIXING FITTING | 11.04
68410003 | THERMOCOUPLE | 15.33
68410007 | THERMOCOUPLE | 16.33
65153433-04 | P.C.B. (TDM) | 139.46
810828 | ELEMENT 2000W 230V | 42.1
819306 | ELEMENT (2500W D:40 L:475) | 83.58
816556 | ELEMENT + THERMOSTAT (3KW 240V) | 49.55
816544 | ELEMENT 3KW-240V | 49.55
67408002 | SUPPORT BRACKET | 5.4
68405004 | ANODE PLUG G3/4 M8 H 65 | 8.91
65100604 | PIN (REGULATION) | 52.03
68405001 | ANODE PLUG GAZ MDV 95 | 13.01
68412027 | MAIN BURNER | 43.79
67410001 | CABLE CLAMP | 2.24
68410001 | SPARK GENERATOR | 18.8
921023 | THERMOSTAT (REGULATION) | 100.91
935182 | COVER (THERMOSTAT) | 62.84
921046 | INDIRECT THERMOSTAT KIT + DUCT | 62.84
691221 | THERMOSTAT D:6 L:300 | 45.92
65410008 | PRE-CABLE (COTH/500LT6/SMS MTS) | 155.16
919038 | ANODE (MAGNESIUM D21,3X660XM8) | 15.76
61006042 | ANODE (D:21 L:660 M8) | 15.76
61402252 | ANODE D:21,3 L:430 M5 | 19.94
68409004 | ANODE D:21.3 L:660 M8 SDC 115/SDV116 | 15.76
68409001 | ANODE D:21.3 L:380 CE MDV 96 | 19.94
68409002 | ANODE D:21.3 L:800M8 SDV155VSDC156 | 26.69
68409003 | ANODE D:21.3 L:1000M8 SDV195SDC196 | 21.15
65409009 | ANODE D:26 L:600 M8TOUS CE500L | 43.7
65409008 | ANODE D:18 L:430 M6 | 19.94
65409011 | ANODE 21,3X380 500SMS T6/12MTS | 10.19
65409002 | ANODE D:22 L:430 M9 | 19.94
67409002 | ANODE FOR CE 30L V 380 MTS | 16.47
65101991 | EMBASE 5 TR BR+BOUGIE SONDE 560 | 63.12
68416009 | BURNER JET, LG (PILOT) | 4.28
68416016 | BURNER JET (LG, 1.90mm) | 8.69
68410002 | IGNITION ELECTRODE | 12.3
67402002 | FLANGE GASKET | 3.76
65100738 | ELEMENT (1500W 220-240V) | 28.25
68412005 | SPRING (FLUE BAFFLE SUPPORT) | 9.54
65408022 | THERMOSTAT BRACKET | 18.74
68410005 | SWITCH (THERMOCOUPLE) | 15.92
68417002 | GAS VALVE | 161.38
68417003 | GAS VALVE | 156.14
68404006 | PIPE (GAS INLET, 1/2) + GASKET | 21.89
68404007 | PIPE (GAS VALVE-PILOT) | 8.03
68404008 | PIPE (GAS VALVE-BURNER) | 22.55
68404009 | PIPE (GAS VALVE-PILOT) | 14.94
67309001 | ADJUSTABLE THERMOSTAT | 35.38
67309002 | THERMOSTAT (SAFETY) | 37.73
67309005 | ADJUSTABLE THERMOSTAT | 15.5
921044 | THERMOSTAT | 203.41
68309003 | BULB THERMOSTAT | 23.71
65100838 | THERM.FIRT FST.45C | 29.43
68309002 | THERMOSTAT (SAFETY) | 17.07
691227 | THERMOSTAT | 17.66
65411063 | COVER (CE 500L) | 67.24
61304405 | PLATE - IMMEDIATE WATER INTAKE | 17.25
926115 | PLASTIC COVER | 18.2
926048 | PLASTIC COVER | 67.24
926142 | PLASTIC COVER | 17.84
65100418 | P.C.B. | 131.49
68412010 | COMPLETE DOOR | 16.04
68411005 | ADHESIVE SHEATH (L.666MM) | 6.58
68411004 | ADHESIVE SHEATH (L.1000MM) | 14
68411009 | GAS VALVE HOLDER | 10.89
68412001 | REDUCER (VENT STACK) | 14.31
68411008 | GAS VALVE LEVER | 5.69
68411006 | COVER (GAS VALVE) | 10.2
68411007 | THERMOSTAT HOLDER | 6.6
68412021 | BASE | 49.61
68412015 | BURNER HOLDER | 7.8
68412020 | COMPLETE MOLDING DOOR | 18
68412017 | MAIN BURNER | 43.06
68411003 | TRIM (89XF32.5) | 8.82
68411002 | FLUE HOOD (VE/MDV/95/SDV115-155-195) | 33.8
68401001 | NUT (SDV-SDC) | 5.26
65100549 | 1/2 PLUG M | 28.4
67408001 | FLANGE BRACKET | 7.26
67401001 | NUT (M6) | 4.83
67401002 | SCREW (6P-15,87) | 1.89
918132 | PLUG (BRASS 1 1/2M) | 12.65
67405001 | ANODE PLUG 10-15-30 MTS | 11.58
67411002 | CAP PLUG | 1.09
65408024 | SUPPORT BRACKET | 20.94
65411062 | REGULATION KNOB | 6.87
65411064 | ADJUSTABLE FOOT | 10.55
65412027 | CLIPS (9.5) | 6.58
65401005 | SCREW (M 10-32) | 6.34
68416015 | BURNER JET (LG, 1.62mm) | 10.14
68416014 | BURNER JET (NG, 3X1.95) | 10.38
68416013 | BURNER JET (LG, CE SDC155) | 10.22
68416012 | BURNER JET (NG, 3X2.15mm) | 10
68416011 | BURNER JET (NG, 3X1.85mm) | 12.8
68416010 | BURNER JET, NG (PILOT) | 4.1
68416008 | BURNER JET (LG, SDV 195) | 11.4
68416007 | BURNER JET (NG, SDV 155) | 11.4
68416006 | BURNER JET (LG, SDV 155) | 11.4
68416005 | BURNER JET (NG, SDV 155) | 11.03
68416001 | BURNER JET (NG, MDV95 MTS) | 11.08
65101990 | EMBASE 75 D45+BOUGIE | 129.36
810800 | ELEMENT (2000W-230V) | 38.16
810203 | HEATING ELEMENT 1200W 220V | 22.6
810327 | ELEMENT 1500W 230V | 60.6
67407002 | HEATING ELEMENT 2000W 10L | 38.16
67407001 | HEATING ELEMENT 2000W 15L | 37.41
994082 | ELEMENT RSCA SG (1000W-230V) | 25.36
65102583 | HEATING ELEMENT 2000W | 43.56
819302 | ELEMENT (2000W D:45 L:475) | 86.92
819307 | ELEMENT (2000W D:40 L:475) | 83.58
819312 | ELEMENT (2500W D:40 L:560) | 83.58
67402001 | WASHER (ANODE) | 1.66
68402005 | GASKET | 5.03
68402001 | FLUE PIPE GASKET | 12.39
68803002 | FLUE HOOD | 24.66
65101738 | EMBASE 75 | 106.44
65102792 | FLANGE WITH ANODE | 131.61
65102546 | FLANGE | 106.44
68412025 | FLUE BAFFLE EXTENSION | 6.76
68412024 | FLUE BAFFLE | 34.24
68412014 | FLUE BAFFLE EXTENSION | 4.26
68412013 | FLUE BAFFLE EXTENSION | 4.96
68412012 | FLUE BAFFLE | 15.87
68412009 | DEFLECTOR | 15.54
61012774-20 | ELECTRICAL BOX | 60.49
925373 | SACHET CABLE MR RELAI | 14.78
68410004 | CABLE (MDV95-SDV155-195) | 3.74
68802006 | GAS GROUP | 145.17
68412016 | PILOT TUBE | 20.01
68412028 | PILOT TUBE | 17.8
66301002 | ANODE TV - RLE 50 - SBT 75-66 | 78.93
65325242 | IONISATION PROBE D8X61 d4/6,4 D3X30 | 7.89
65325518 | GLASS WHOOL 25X25 L6,00 METER | 233.55
61314964 | PUMP + AIR SEPARATOR 5MCE 3V | 303.93
996109 | SPARK GENERATOR | 33.51
996111 | SPARK GENERATOR | 33.51
990432 | SPARK GENERATOR | 29.45
65102028 | AUTO AIR VENT | 8.21
61310128 | VENTURI D:22 | 240.34
61400086 | FIXING BRACKET | 5.4
65100990 | DIAPHRAGM (PRESSURE SWITCH) | 7.24
61400058 | BEARING PLATE | 1.5
990487 | O-RING (R1XP70 - DIVERTER VALVE) | 6.36
61316624 | PRINTED CIRCUIT BOARD | 591.18
953082 | PRINTED CIRCUIT BOARD (EB C MI/FFI) | 220.03
61312782 | PRINTED CIRCUIT BOARD | 591.18
61400056 | ANODE (D.13,6 L:155 M4) | 7.63
61400054 | ANODE (D.13,6 L:150 M4) | 7.63
61313464 | PUMP + AIR SEPARATOR 15/60 | 303.93
61312183 | PUMP + AIR SEPARATOR 15/50 | 303.93
61302531 | PUMP + AIR SEPARATOR 2V 6MCE | 303.93
65100701 | SPARK GENERATOR | 33.51
61303653 | MECANICAL TIMECLOCK | 137.12
65100528 | ELECTRODE (IGNITION R.H.) | 7.02
65100529 | ELECTRODE (IGNITION L.H.) | 7.02
991925 | PUMP MOTOR (23 KW) | 266.61
61313532 | RIGHT HAND HYDRAULIC BLOCK | 165.25
65100963 | PIPE (RETURN) | 40.8
65102066 | ELBOW (FAN) | 43.31
65100944 | PIPE (SILENCER) | 28.08
61400285 | CONNECTION KIT | 97.96
61400284 | CONNECTION KIT | 97.96
61400283 | CONNECTION KIT | 97.96
61400286 | CONNECTION KIT | 97.96
65155640 | COMPRESSOR SUCTION PIPE | 45.3
65101015 | THERMOSTAT (CAEM PROTECH) | 50.02
992190 | THERMOSTAT (SAFETY - 70C) | 7.85
65100478 | THERMOSTAT (68C) | 7.85
61401031 | PRESSURE RELIEF VALVE | 126.36
61401029 | PRESSURE RELIEF VALVE | 97.07
65100977 | SAFETY VALVE (8 BAR) | 14.8
65102561 | DIAPHRAGM D=40 (FLUE EXHAUST MANIFOLD) | 5.12
991774 | REMOTE CONTROL | 69.38
65100715 | MAIN EXCHANGER | 360.86
61303146 | AIR PRESSURE SWITCH | 49.28
61015831 | PRESSURE GAUGE | 31.98
61017389 | PRESSURE GAUGE | 31.98
61012561 | PRESSURE GAUGE | 31.98
65102286 | ELECTRIC BOX COVER | 7.66
61309904 | ELECTRICAL BOX COVER | 8.69
65154780 | SOUNDPROOFING COMPRESSOR COAT - TOP | 7.7
61310338 | LOWER PANEL - DOOR | 8.69
65154776 | SOUNDPROOFING COMPRESSOR COAT | 15.1
65154774 | FAN+SCREWS | 109.65
995573 | P.C.B. | 162.03
61312920 | PRINTED CIRCUIT BOARD | 265.52
61312931 | PRINTED CIRCUIT BOARD | 265.52
65102064 | POWER MODULE | 290.51
65155353 | 2-POLE TERMINAL BLOCK | 7.85
65100778 | MODULE KIT (EEPROM CMP3) | 46.65
65155085 | WIRING (REACTOR - TERMINAL BLOCK) | 17.15
65155084 | WIRING (REACTOR - INVERTER) | 12.5
65155083 | WIRING (CONTROL BOARD) | 11.5
65155082 | WIRING (TDM) | 11.4
65155081 | WIRING (INVERTER) | 10.7
998569 | PIVOT | 5.89
65101026 | CONNECTORS COVER (R.H. SIDE) | 2.49
65101027 | CONNECTORS COVER (L.H. SIDE) | 1.89
65101013 | MOLETTE PROT.GRISE RAL 7035 | 2.81
65101598 | KIT ECO 73 | 294.41
990494 | FIXING BRACKET (RETURN PIPE) | 3.18
65154987 | LIQUID RECEIVER | 36.35
65100422 | PLATE | 75.99
65100488 | PANEL (INSULATION - SIDE) | 27.73
65100487 | PANEL (INSULATION - REAR) | 27.73
65100486 | PANEL (INSULATION - FRONT) | 27.73
999172 | CONTROL PANEL COVER | 62.05
65100466 | FIXING BOTTOM BRACKET (CASE PANEL-FRONT) | 1.01
65154978 | 4-WAY VALVE LINE ASSY | 167.05
990395 | MANIFOLD (C.H. RETURN) | 75.99
990394 | IMPELLOR (PUMP) | 75.99
990398 | FIXING BRACKET (RETURN PIPE) | 3.18
991835 | FIXING BRACKET (RETURN PIPE) | 3.18
996125 | PANEL (INSULATION - FRONT) | 12.52
65102360 | PLASTIC COVER | 7.75
998125 | CONTROL PANEL COVER (FRONT) | 11.82
65102040 | CLAMP | 6.28
61011828 | TAP KNOB | 1.21
61010132 | TAPPING SCREW CBLSX D: 3.5-10 | 0.47
65300944 | HOUSING 325X320X87 D125 NC12-21/V2 | 75.79
61400039 | BEARING PLATE | 2.02
61315203 | SERIGRAPHED STRIP (FOR PROG.) | 23.15
61313319 | TOP PANEL BOX | 21.15
61400242 | WHITE FACIA | 3.98
61400993 | CLOSURE PLATE | 105.16
61400992 | PLATE | 139.22
61400991 | PLATE | 136.06
61400223 | GREY KNOB | 2
61311974 | PLATE | 3.41
61310947 | BASE - BOX | 57.2
65100491 | LPG BURNER JET FULL KIT | 28.46
65101002 | GASKET (INSPECTION LID) | 10.66
65101001 | GASKET (DRAIN TANK) | 10.66
61315614 | GASKET | 35.51
65100996 | GAS VALVE | 143.19
65154760 | MAIN CONTROL BOARD | 180.1
61312026 | GAS VALVE | 183.88
61312025 | GAS VALVE | 183.88
65122485 | HEATING ELEMENT ASSY (1500W 230V) | 104.4
61311035 | GAS VALVE | 183.88
61311982 | GAS VALVE | 183.88
65122461 | PLATE WIRE BOX 30-35KW | 22.65
65122460 | PLATE WIRE BOX | 22.65
65122457 | BOTTOM COVER | 22.65
65122456 | DOOR ASSY | 52.4
61400348 | MATING FLAN. D:486 | 1104.51
65122367 | SAFETY GROUP DN20 50KW | 226.2
65122366 | SAFETY GROUP DN20 30KW | 217.5
65152767 | TWO-WAY SERVICE TAP | 21.4
65100767 | CONTROL PANEL | 21.48
64200894 | TRAP | 9.79
65151603 | GROMMET BLIND | 2.63
61315237 | CASING | 172.43
65102288 | RIGHT SIDE PLATE | 51.42
61001591 | CAPACITOR | 13
65100507 | LOW VOLTAGE WIRING | 13.95
65100482 | CABLE (IGNITION ELECTRODE) | 54.41
998035 | HIGH VOLTAGE CABLE (GAS VALVE) | 21.31
65100991 | ON/OFF SWITCH | 5.02
61311322 | ELECTRICAL BOX | 332.63
65121871 | WIRING VERT TB CASCADE | 82.6
61311752 | ELECTRICAL BOX | 332.63
65121870 | WIRING LEFT TB CASCADE | 181.05
61312006 | ELECTRICAL BOX | 332.63
65121869 | WIRING RIGHT TB CASCADE | 179.4
61312614 | WIRE ASSEMBLY | 48.39
65121868 | POWER SUPPLY CABLE CASCADE | 27.15
61308637 | ELECTRICAL BOX | 209.79
65121867 | EXTERNAL COVER CASCADE MANGER | 67.45
61310203 | ELECTRICAL BOX | 332.63
61310205 | ELECTRICAL BOX | 332.63
61310283 | ELECTRICAL BOX | 332.63
65121864 | ODU INTEGRATED HEATER | 156.76
61310528 | ELECTRICAL BOX | 332.63
65122312 | RETURN PIPE DHW | 65.45
65122308 | CONTROL PANEL (V35E) | 304.5
990689 | CABLE (FAN) | 44.74
65122297 | BOTTOM COVER | 22.65
64201210 | RAMPA BRUC.JUPPITER HX175 | 441.38
61306948 | BURNER BASE & ELECTRODES | 48.96
61314567 | HOT WATER TANK 60L | 634.45
65121989 | TOP COVER | 57.45
65121988 | UPPER PANEL | 60.15
65153323 | GAS TRANSF LPG TO NG 10L | 55.36
65153322 | GAS TRANSF NG TO LPG 10L | 49.74
65152816 | BY-PASS PIPE | 2.3
65152806 | EARTH TERMINAL | 3.7
65152793 | TERMINAL BLOCK, 3 POLES | 9.6
65102055 | ROOM SENSOR | 17.38
995532 | FAN MOTOR | 66.96
995552 | SWING MOTOR | 18.14
60100124 | WATER SECTION REPAIR KIT | 19.38
65121611 | CABLE HOLDER DN20 | 7.78
65121610 | CABLE HOLDER DN15 | 7.87
65121608 | PIPE CONNECTION KIT FS | 36.91
65121607 | PIPE CONNECTION KIT FS | 36.83
65121606 | PIPE CONNECTION KIT DHW FS | 26.83
65121768 | COMPRESSOR | 202.25
65121851 | GAS GROUP | 191.4
65121553 | T-PIECE M1IN | 43.66
65121959 | FILLING TAP INSULATION | 25.82
65121958 | TAP INSULATION | 24.34
65121957 | VALVE 1IN | 56.11
65121956 | RETURN PIPE DHW | 31.73
65121955 | FLOW PIPE | 49.96
65121954 | PIPE D.22 | 16.62
65121953 | RETURN PIPE | 57.84
65121929 | FAN CARES S-INOA S | 67.26
65121863 | GAS GROUP 100L NG | 208.8
65121862 | MAIN BURNER JET M11 Ï1,00 | 6.2
65121861 | TRANSFORMATION KIT LPG | 13.95
65121860 | FLUE BAFFLE | 12.7
65121859 | GAS GROUP 80L NG | 208.8
65121058 | UPPER SUPPORT | 12.29
65121057 | AIR CONVEYOR (LOWER) | 13.77
65121056 | AIR CONVEYOR (UPPER) | 11.94
65121055 | VERTICAL LOUVER | 2.09
65121054 | SIDE PANEL | 10.03
65121024 | GAS BURNER JET FULL KIT G25 | 8.69
65121489 | TERMINAL SHIELD (BLACK) | 1.7
65121481 | P.C.B. (MAIN) | 82.65
65121416 | COMPRESSOR | 348
65121220 | T-PIECE | 22.8
65121217 | TAP INSULATION | 22.48
65121216 | INSULATION | 75.37
65121215 | FLOW PIPE | 37.55
65121214 | PIPE D.22 | 27.68
65121213 | DOMESTIC HOT WATER RETURN PIPE | 29.04
65121211 | UNION M10X1-G1/4IN | 13.84
65121141 | POWER CABLE | 23.15
65151606 | TERMINAL BLOCK, 5P | 11.65
65151602 | HEATING ELEMENT 1200W | 33.75
65151600 | TOP COVER | 24.01
65151516 | VALVE SUPPORT | 9.03
65151515 | VALVE COVER | 9.18
65151512 | FRONT NET | 31.24
65151511 | RIGHT PANEL | 20.13
65151508 | TOP COVER | 27.96
998787 | CONDENSATE TRAY (ALUMINIUM) | 102.34
65151500 | EXPANSION VALVE | 84.65
65151431 | FAN MOTOR BRACKET | 13.29
65151359 | WIRED NTC PROBE (INLET TANK) | 11.34
65151609 | HMI BOARD | 88.76
65151685 | COMM BOARD COVER | 0.75
65151683 | HOSE TIE-IN | 1.44
65151681 | P.C.B. (DISPLAY) | 88.76
65151678 | P.C.B. | 16.94
65151629 | INSTALLATION ACCESSORY WITH L | 3.22
65151627 | MOTOR WIRE | 5.12
65151624 | 4-WAY VALVE WIRE | 3.21
65151619 | 5 POLES GROUND WIRE | 2.22
65122455 | CONTROL PANEL | 50.5
65122296 | GAS PIPE 35KW | 14.47
65122293 | GAS PIPE 30KW | 13.93
65122291 | HYDRAULIC GROUP SUPPORT | 20.68
65122290 | GAS PIPE 24KW | 21.78
65122280 | LEFT PILLAR | 44.75
65122276 | RETURN GROUP | 76.63
65150322 | WIRED THERMOSTAT | 46.34
65150062 | PIPE COVER | 0.36
65122569 | CONTROL BOARD | 32.4
65122549 | HEATING ELEMENT 2X2KW | 428.85
65122503 | RIGHT PANEL | 169.45
65122502 | KIT FLEXIBLE PIPE | 174.1
65122498 | PLATE WIRE BOX 18-24 KW | 22.45
65122462 | CONTROL PANEL | 50.5
65120650 | DRAIN STOPPER COVER | 2.27
65120646 | FITTING PART (PIPE/PLUG) | 5.14
65120620 | HEATING ELEMENT 2000W 220-240V | 33.9
65120608 | FAN MOTOR CAPACITOR | 4.88
65120408 | CONTROL PANEL | 77.85
65120377-01 | SENSYS HD WHITE | 156
65120377 | SENSYS HD WHITE | 156
65120376 | SENSYS HD BLACK | 164.12
65120347 | AIR FILTER | 43.9
65120346 | EVAPORATOR | 552.76
65120344 | FAN | 66.55
65120342 | AIR FILTER | 38.54
65120519 | FRONT PANEL | 29.81
65120866 | FLANGE GASKET | 21.6
65120844 | P.C.B. (ENERGY MANAGER) | 193.69
65120843 | PLUG D.30 | 4
65121003 | BURNER JET (M11 D.1,65) | 10.12
65121001 | WHITE DOOR WITH SLOTS | 22.38
65121000 | BASE (WHITE) | 81.55
65120999 | FRONT PANEL (WIRED) | 71.88
65120998 | WIRING (PCB-HMI) | 32.96
65120996 | WIRING (GAS GROUP) | 34.13
65120995 | PIPE (GAS INLET) | 18.49
65120994 | PIPE (GAS VALVE-MAIN BURNER) | 30.3
65120942 | POWER SUPPLY CABLE MAIN | 46
65120766 | GASKET (SIPHON) | 12.49
65120764 | CABLE (POWER SUPPLY) | 13.1
65120763 | CONTROL PANEL | 73.7
65120727 | FITTING PART (PIPE/PLUG) | 6.89
65120726 | CONNECTOR FOR WATERING | 2.53
65120724 | COMPRESSOR | 365.09
65120721 | ROOM SENSOR L:1000MM | 5.06
65120720 | TUBE SENSOR L=1200mm | 5.14
65120718 | REAR PANEL | 53.96
65120717 | CONDENSER | 155.52
65120716 | EVAPORATOR | 117.77
65120713 | WATER LEVEL SWITCH | 12.64
65120712 | WATER WHEEL D:50mm | 1.92
65120711 | SHADED POLE MOTOR | 37.92
65120710 | BASE | 37.4
65120709 | COMPLETE RECEIVER P.C.B. | 9.07
65120708 | COMPLETE DISPLAY PANEL | 21.36
65120707 | COVER FOR DISPLAY PANEL | 2.88
65120706 | TOP COVER | 14.12
65120705 | UPPER FAN | 15.34
65120704 | INDOOR AIR INLET GRILLE | 6.8
65120673 | LOWER FAN | 18.39
65120817 | VENTURI 25KW 16-1 CART25 | 26.85
65120807-02 | P.C.B. (MAIN) | 150.61
65120806 | P.C.B. (DISPLAY) | 168.73
65120805 | O-RING 2.5X33 | 2.44
65180307 | SLEEVE SS | 6.02
65159684 | VALVE PLATE | 9.79
65159683 | BACK NET | 15.84
65159682 | RIGHT PANEL | 25.08
65191070 | SPINDLE (KNOB) | 2.1
65191071 | SPINDLE HOLDER | 2.4
65191078 | COVER GASKET | 0.8
65191079 | INSTALLATION KIT | 0.8
65191101 | TERMINAL BLOCK | 4.4
65159680 | TOP COVER | 27.96
65159678 | COMPRESSOR CAPACITOR 15uF | 15
65159068 | CABLE HOLDER | 0.29
65158549 | FAN ASSEMBLY SUPPORT | 1.84
65158545 | FAN SUPPORT | 1.34
65158544 | PAPER GASKET | 0.78
65158543 | DISPLAY LABEL | 3.19
65158535 | LOW VOLTAGE CABLE | 9.09
65158534 | HIGH VOLTAGE CABLE | 9.53
65158533 | CABLE (POWER SUPPLY) | 9.01
65158531 | AIR PRESSURE SWITCH SUPPORT | 1.66
65191113 | LED HOLDER | 0.9
65191462 | FRONT COVER | 6.79
65191338 | SIGNAL LAMP (YELLOW/BLACK) | 2.2
65191337 | SIGNAL LAMP (BLUE/BROWN - BLACK/PURPLE) | 3.7
65191198 | KNOB (REGULATION) | 2
65191162 | INLET PIPE GASKET | 0.3
65191161 | O-RING | 0.5
65191159 | CABLE BUSHING | 0.8
65191158 | UPPER FRONT PANEL | 3.7
65191157 | CABLE CLAMP | 0.4
65191156 | FRONT COVER | 10.1
65191155 | BACK COVER | 7.2
65191136 | INLET PIPE | 2.1
65191135 | CANISTER FLANGE | 7.4
65191132 | THERMOSTAT SUPPORT | 1.7
65191123 | CLEANING FILTER | 0.4
65191122 | TORPEDO STOPPER | 0.6
65191118 | LED INDICATOR | 1
65191115 | LOWER FRONT PANEL | 1
65158062 | SAFETY VALVE (8 BAR) | 7.8
65155918 | FRONT COVER/BRD ONM 11 | 30.45
65155900 | POWER CABLE | 10.45
65155899 | POWER BOARD BOX | 3.95
65155893 | BOTTOM BIG PLASTIC COVER | 15.05
65155886 | PLASTIC COVER | 9
65155882 | WATER DRAIN STOPPER | 2.2
65155813 | FLOW SENSOR + WATER FILTER WRAS | 33.2
65155809 | GASKET G1/2 in | 0.5
65155776 | FLUE HOOD 11L | 21.05
65155765 | COMPLETE OUTDOOR UNIT | 3739.88
65158525 | BACK SHELL | 27.19
65158522 | CASE PANEL (FRONT) | 28.66
65158437 | GAS CONNECTION (1/2") | 4.84
65158398 | AIRPROOF PATCH | 2.43
65158376 | FLUE HOOD | 12.25
65158249 | IGNITOR | 14.63
6580013200 | SERVICE KIT SUPERAC 1480 KW | 737.3
6580012800 | PIPEWORK | 30.9
65323834 | BLOWER PRE-MIX PX130/0135 24V | 142.71
65321281 | BRACKET IGN.TRANSFO/WIEL.PLUG 103X87X1,5 | 18.7
65153419 | COMPLETE OUTDOOR UNIT | 5412.3
65153643 | PLASTIC COVER | 7.5
65153650 | KNOB (REGULATION) | 2.3
65153653 | FRONT COVER | 13.7
65153654 | BACK COVER | 10.2
65153388 | WIRING HARNESS | 2.5
65153655 | INSULATION FRONT PUF | 5
6500651400 | NON RETURN VALVE | 88.92
65153835 | HEAT EXCHANGER ASSY | 147.58
6500654500 | PRESSURE SENSOR | 407.18
65153819 | FAN MOTOR ASSY | 82.61
65153816 | HEAT EXCHANGER ASSY | 91.01
6500651000 | ELECTRONIC EXPANSION VALVE | 346.53
6500654600 | SOLENOID VALVE (KIT) | 222.33
65153802 | IGNITION NEEDLE ASSY | 10.52
65153801-02 | MAIN CONTROLLER ASSY | 184.45
65153801-01 | MAIN CONTROLLER ASSY | 184.45
65153801 | MAIN CONTROLLER ASSY | 184.45
65153714 | TERMINAL BLOCK | 3.36
65153656 | INSULATION BACK PUF | 4.9
65152277-01 | P.C.B (MAIN) | 83.19
65152268-01 | P.C.B (MAIN) | 186.26
65152144 | MAIN BOARD NEXT INDOOR | 152.51
65151686-01 | P.C.B. (MAIN) | 186.26
65151686 | MAIN CONTROL BOARD | 186.26
65153051 | FRONT RIGHT PANEL | 62.2
65153038 | REAR RIGHT CLAPBOARD | 41
65152908 | POWER BOARD BOX | 3.35
65152906 | SCREW COVER (LEFT) | 0.62
65154991 | COMPLETE OUTDOOR UNIT | 5398.45
65154990 | COMPLETE OUTDOOR UNIT | 5184.56
65154988 | COMPLETE OUTDOOR UNIT | 5184.56
65154980 | COMPLETE OUTDOOR UNIT | 4458.04
65155365 | FLANGE COVER | 13.1
65155348 | HEATING ELEMENT 9.5KW 240V | 31.1
65154491 | CABLE (POWER SUPPLY) | 13.67
65154487 | CABLE CLAMP | 0.09
65154259 | UPPER PLASTIC COVER | 12.55
65154257 | BRASS NUT | 8.16
65154102 | 11L NEW FAST EXHAUST HOOD | 21.05
65154084 | WATER FLOW SENSOR ASSY | 21.36
65154010 | HEATING ELEMENT 1200W 220-240V | 33.75
65153940 | ELECTRODE (IONIZATION) | 3.23
65154494 | FAN MOTOR FIXED PLATE | 3.47
65112044 | GASKET (BLUE) | 5.06
65112041 | COVER | 14.34
65112040 | COVERING PLATE | 50.21
65112050 | NUT | 9.95
65112052 | CABLE HOLDER | 4.86
65112053 | CABLE HOLDER | 3.08
65112055 | FRAME | 22.25
65112057 | INSERT COVER | 3.13
65112035 | P.C.B. (SOLAR MANAGER EVO LOW) | 95.94
65112027 | INLET PIPE | 19.07
65112025 | COPPER PIPE (EXPANSION VESSEL) | 28.59
65112022 | SAFETY VALVE OUTLET PIPE | 18
65110417 | CONDENSATE TRAY | 80.94
65109655 | REAR CASE | 45.77
65112033 | COPPER PIPE (150L MIX HOT WATER) | 26.14
65112032 | PANEL (L.H. SIDE) | 30.72
61400371 | SCREW / SERPENTINE 1M▓ | 61.84
65112190 | SUPPORT | 43.11
65112189 | SERVICE COVER | 73.98
65112188 | SERVICE COVER | 73.98
65112103-03 | CONTROL BOARD (ZONES-EVO) | 186.26
65112103 | CONTROL BOARD (ZONES-EVO) | 186.26
65112083-07 | SYSTEM INTERFACE | 145.94
65112083-06 | SYSTEM INTERFACE | 145.94
65112083-05 | SYSTEM INTERFACE | 145.94
65112083-04 | SYSTEM INTERFACE | 145.94
65112083-03 | SYSTEM INTERFACE | 145.94
65112083 | SYSTEM INTERFACE | 145.94
65112075 | COPPER PIPE (300L MIX HOT WATER) | 39.51
65112074 | COPPER PIPE (200L MIX HOT WATER) | 28.59
61400369 | PLASTIC COVER D:560 | 81.81
65112067 | 1/2 PLUG F | 4.37
65112064 | CABLE (PUMP) | 10.49
65111736 | FRONT GRILL | 37.47
65111735 | FRONT PANEL | 72.63
65111733 | WATER COLLECTOR | 21.78
65111730 | REAR LEFT CLAPBOARD | 19.93
65111729 | FRONT GRILL | 27.64
65111726 | WATER COLLECTOR | 13.9
61400379 | MATING FLANGE D:486 KIT | 1104.51
61400306 | FLANGE KIT PERFO D.486 | 877.72
65111722 | FRONT PANEL | 52.92
65111721 | REAR RIGHT CLAPBOARD | 36.57
65111720 | VALVE SUPPORT | 4.04
65111718 | TOP COVER | 39.51
65111717 | REAR LEFT CLAPBOARD | 19.47
65111716 | FRONT PANEL | 52.93
65111715 | REAR RIGHT CLAPBOARD | 40.99
65111714 | WATER COLLECTOR | 13.98
65111712 | COVER | 70.51
65111711 | REAR LEFT CLAPBOARD | 26.14
65111707 | WATER COLLECTOR | 13.9
65111703 | REAR LEFT CLAPBOARD | 25.83
65111702 | FRONT PANEL | 73.17
65111700 | REAR RIGHT CLAPBOARD | 50
65111698 | TOP COVER | 48.68
61400372 | SCREW / SERPENTINE 3M▓ | 64.01
65111697 | REAR LEFT CLAPBOARD | 24.06
61400349 | SERPENTINE 1M▓ | 955.92
65111695 | FRONT PANEL | 56.96
65111694 | FRONT RIGHT PANEL | 43.22
65112030 | SOLAR PUMP 15/45 130 | 116.8
65112026 | OUTLET PIPE | 34.53
65112024 | COPPER PIPE (D.H.W. CYLINDER-DEAERATOR) | 51.76
65112021 | PANEL (FRONT) | 40.47
65111960 | FRONT PANEL ASSEMBLY | 33.8
65111937 | REAR RIGHT CLAPBOARD | 31.65
65111935 | ARST TRIANGLE SPARE PARTS KIT | 28.98
65111927 | KNOB | 7.04
65111897 | FRONT CONTROL PANEL COMPLETE | 37.24
65111895 | FRONT CONTROL PANEL COMPLETE | 45.3
65111894 | FRONT CONTROL PANEL COMPLETE | 39.18
65111886 | SHIELD | 5.67
65111853 | REAR CASE | 57.71
65111803 | FAN BEARING | 5.98
65111787 | HEATING ELEMENT 1200W 220-240V | 21.95
65111758 | HEATING ELEMENT 3000W 230V | 29.55
65114918 | CHECK VALVE CARTRIDGE | 11.77
65114911 | WI-FI HOUSING (COMPLETE) | 28.04
65114734 | CABLE TA/EBUS2 | 4.42
65114731 | BUTTON ON-OFF REMOTE | 14.21
65114730 | BUTTON START-UP REMOTE | 15.46
65114729 | LOWER COVER GATEWAY + GASKET | 16.3
65114728 | UPPER COVER (GATEWAY) | 17.39
65114727 | REMOTE PASS CABLE EXT V1 | 2.04
65114726 | WIRE CLAMP V0 REMOTE | 1.92
65114725 | STICKER WALL PLATE GW | 10.83
65114720 | MAIN CONTROL BOARD + HUMIDITY SENSOR | 46.33
65114719 | REAR PANEL | 33.34
65114718 | EVAPORATOR | 42.22
65114716 | CAPILLARY ASSY | 9.19
65114713 | BASE | 26.67
65114709 | AIR GUIDER | 25.52
65114707 | P.C.B. (DISPLAY) | 48.46
65114706 | FRONT PANEL | 27.32
65114704 | CONDENSATE TRAY | 31.63
65114702 | LOW VOLTAGE WIRING | 37.26
65115097 | PLASTIC COVER (COMPLETE) | 12.44
65115096 | PLASTIC COVER (COMPLETE) | 13.1
65115076 | TERMINAL SHIELD (WHITE) | 0.73
65115022 | KNOB (REGULATION) | 3.06
65115011 | WIRING HARNESS | 5.91
65115010 | WIRED THERMOSTAT | 29.5
65115009 | WIRED THERMOSTAT | 29.46
65114946 | P.C.B. (BACKUP INTERFACE 3P) | 73.26
65113218 | IGNIT.ELECTRODE D10X100d6,4 D3X44 90+26░ | 29.15
65112906 | FAN MOTOR | 55.33
65112896 | BASE | 11.1
65112892 | HANDLE | 4.75
65112891 | AIR OUTLET GRILL | 4.69
65112890 | REAR CASE | 24.65
65112889 | FLOAT BRACKET | 14.87
65112887 | WATER COLLECTOR | 12.34
65112852 | DRAINAGE PIPE | 4.33
65112332 | MOTOR (MIXING VALVE) | 191.87
65112327 | EVAPORATOR | 32.97
65112326 | CONDENSER | 28.55
65112321 | CASE | 244.37
65112317 | COVER | 57.43
65113374 | PLASTIC COVER + SIGNAL LAMP CAP | 10.34
65114662 | HEATING ELEMENT 3000W 220-240V | 31.48
65114659 | TERMINAL SHIELD (RED) | 2.05
65114657 | SCREW COVER | 2.27
65114599 | INSULATION | 68.7
65114449-01 | REMOTE CONTROL | 136.21
65114298 | STAINLESS STEEL PIPE D 22 X 1 | 64.01
65114294 | STAINLESS STEEL PIPE D33 X 2.5 | 302.29
65114172 | WIRING (INTERFACE TWH-SIEMENS) | 4.76
65114072 | CIRCULATOR PUMP | 270.9
65114038 | CLIP PANEL COVER | 11.98
65113408 | CONFECTION DIELECTRIC JOINTS 1/2" (2PCS) | 5.63
65113378 | PLASTIC COVER + SIGNAL LAMP CAP | 9.76
65113376 | PLASTIC COVER + SIGNAL LAMP CAP | 8.31
65111693 | REAR RIGHT CLAPBOARD | 52.35
65109532 | COMPLETE PRINTED CIRCUIT BOARD (DISPLAY) | 27.33
65109542 | COMPRESSOR CAPACITOR 12uF | 28.97
65109555 | FLUE BAFFLE | 80.13
65109382 | COMBUSTION CHAMBER 32 | 765.99
65109357 | MAIN CONTROL BOARD + HUMIDITY SENSOR | 50.17
65109352 | RECEIVER BOARD | 27.84
65110070 | PRESSURE SWITCH | 50.75
65110069 | HOT WATER PROBE | 15.49
65110065 | BACK COVER | 10.83
65110063 | P.C.B. HOLDER | 12.82
65110062 | FRAME | 21.28
65110061 | DUCTS ADAPTER WITH GRID | 9.09
65110060 | DUCTS ADAPTER CLOSED | 8.72
65109924 | REAR CASE | 41.38
65109905 | 2 BUSHING (DN 20, 3/4" MF) WITH CAP 1" | 64.84
65109904 | WALL BEARING | 59.69
65109902 | THERMOMETER 0-120░C | 37.32
65109901 | BALL VALVE | 116.2
65109899 | COLUMN WITH DEAERATOR | 336.21
65109813 | CONTROL PANEL | 34.76
65109811 | PLASTIC COVER | 16.92
65109654 | FAN | 43.97
65109612 | GLASS WHOOL 30X30 L2,50 METER | 107.85
65108486 | CABLE COOLING UNIT | 30.19
65108485 | CABLE COOLING UNIT | 30.19
65108459 | COMPRESSOR CABLE | 19.13
65108457 | EARTH CABLE TOP FLANGE | 4.49
65108456 | CABLE COOLING UNIT | 31.55
65108454 | CABLE (SUPPLY POWER) | 11.77
65108452 | KNOB | 4.54
65108451 | COVER FRONT CONNECTIVE INDEX | 5.31
65108450 | COVER FRONT SERIAL PORT | 2.95
65108448 | GRATING AIR EGRESS | 12.04
65108446 | EVAPORATOR | 115.49
65108445 | BUSHING WATER DRAIN | 9.39
65108444 | STUD BOLT FOR COMPRESSOR | 7.72
65108443 | SCREW M8 X 14 | 4.88
65108442 | PLASTIC COVER | 16.92
65108438 | PILOT LIGHT | 27.24
65109044 | BOTTOM PLASTIC COVER | 59.6
65109340 | COMPRESSOR | 189.63
65109313-02 | P.C.B. (MAIN) | 278.23
65109313 | P.C.B. (MAIN) | 278.23
65109268 | TAP (DELIVERY) | 122.65
65109267 | PUMP UP 25/65 | 442.07
65109138 | P.C.B. (MAIN) | 289.71
65109045 | UPPER PLASTIC COVER | 16.85
65111175 | ADJUSTABLE FOOT | 5.61
65111018 | EVAPORATOR | 54.84
65111014 | FILTER GRILLE | 16.53
65111013 | RIGHT SIDE PLATE | 32.22
65111012 | LEFT SIDE PLATE | 30.93
65110801 | FASTENER 50X60 | 2.58
65110800 | STOP FASTENER | 11.47
65110799 | FASTENER 50X66 | 2.58
65110796 | NUT M6 (5 PCS) | 12.36
65110794 | SQUARE NUT M8 32X18X6 (5 PCS) | 18.53
65110792 | SCREW M6X10 (5 PCS) | 9.05
65110791 | SCREW M8X35 (5 PCS) | 17.79
65111690 | REAR LEFT CLAPBOARD | 20.26
65111689 | FRONT PANEL | 51.88
65111685 | REAR RIGHT CLAPBOARD | 27.48
65111683 | COVER | 27.68
65111682 | REAR LEFT CLAPBOARD | 20.22
65111681 | FRONT PANEL | 39.1
65111679 | WATER COLLECTOR | 13.9
65111677 | REAR RIGHT CLAPBOARD | 32.54
65111654 | GLASS WHOOL 16X16 L6,00 METER | 147.74
65111634 | TERMOST.100░SIC. CAP.3000 PVC R.M.3 CONT | 15.67
65111559 | RING NUT (q. 4) | 20.68
65111558 | UNION NUT 3/4" (q. 4) | 21.91
65111556 | CAP (REGULATION) | 2.7
65111555 | PLASTIC COVER | 11.1
65111553 | THERMOSTAT | 28.18
65111225 | EXTERNAL COMPLETE UNIT | 343.98
65110281 | MALE CAP 3/4" | 8.66
65110244 | THROTTLING VALVE | 118.06
65110234 | MAGNESIUM ANODE | 16.01
65110231 | BUSHING EARTH CABLE | 8.05
65110213 | WATER WHEEL D:67mm | 4.86
65110148 | COVER | 156.23
65110100 | TERMINAL BOARD (EARTH) | 3.84
65110099 | SOLENOID COIL | 50.29
65110098 | SOLENOID VALVE | 68.31
65110094 | COMPRESSOR CAPACITOR | 32.93
65110081 | FAN ASSY WITH CABLE | 289.81
65110078 | FAN CHAMBER | 28.88
65110075 | CABLE HOLDER | 2.55
65110782 | PLUG FOR SENSOR | 3.68
65110781 | DISPLAY DIAPHRAGM | 6.44
65110563 | DVD ARISTON&CHAFFOTEAUX UK | 28.76
65110527 | CONDENSER | 40.09
65110470 | STRAIGHT FITTING 18 X 18 | 38.78
65118252 | PLATE WIRE BOX 18-24 KW | 36.11
65118253 | PLATE WIRE BOX 30-35KW | 28.98
65118254-01 | KIT THERMOREGULATION | 224.59
65118293 | POWER SELECTOR HOUSING | 2.65
65118294 | CABLE HOLDER | 2.96
65118337 | BIG PLASTIC NUT | 6.84
65117978-01 | CONTROL BOARD | 27.8
65118338 | FRONT COVER | 7.02
65119326 | Y CONNECTION + PIPES | 13.75
65118351 | LED (YELLOW+BLACK WIRE) | 1.23
65118341 | ARISTON LOGO | 0.22
65118339 | TOP PANEL | 1.09
65117313-01 | KIT THERMOREGULATION | 146.75
65119867 | BOTTOM COVER | 24.79
65119866-01 | PLATE WIRE BOX 18-24 KW | 20.9
65119866 | PLATE WIRE BOX 18-24 KW | 21.28
65119865 | PLATE WIRE BOX 30-35KW | 24.51
65119834 | TUNDISH 1/2-3/4 | 14.4
65119812 | CONTROL BOARD | 31.86
65119789 | KNOB (REGULATION) | 2.86
65119778 | WIFI CONNECTION WIRE | 12.81
65119743 | PLATE WIRE BOX 30-35 KW | 25.96
65119738 | PLATE WIRE BOX 30-35-38KW | 24.44
65119735-01 | PLATE WIRE BOX 18-24KW | 22.87
65119733-01 | CONTROL BOARD | 33.1
65120334 | EVAPORATOR | 313.98
65120333 | CONDENSATE TRAY | 90.54
65120330 | FAN | 69.53
65119637 | T&P VALVE INSULATION (KIT) | 9.29
65119622 | CONTROL BOARD | 28.63
65119597-01 | CONTROL BOARD | 33.1
65119596-01 | CONTROL BOARD | 33.1
65119595-01 | CONTROL BOARD | 33.1
65119586 | WIRING (WI-FI BOARD) | 18.69
65119467 | THERMOSTAT | 19.19
65119443 | MIXER AIR/GAZ G20 | 21.57
65119418 | LOWER SUPPORT | 36.25
65119381 | FLEXIBLE PIPE | 24.15
65119380 | PIPE (GAS VALVE | 23.08
65119377 | HEATING FLOW BEND | 49.15
65119731 | RELIEF VALVE | 3.4
65119713 | KIT (GRAPHITE GASKET BOTTOM LARGE+OR) IP | 88.4
65119711 | KIT (GRAPHITE GASKET TOP 2 LARGE+OR) IP | 57.9
65119710 | KIT (GRAPHITE GASKET TOP LARGE+OR) IP | 92.2
65119709 | KIT (GRAPHITE GASKET BOTTOM 2 SMALL+OR) | 96
65119708 | KIT (GRAPHITE GASKET BOTTOM SMALL+OR) IP | 61
65119707 | KIT (GRAPHITE GASKET TOP SMALL+OR) IP | 61.5
65119706 | KIT (GRAPHITE GASKET TOP 2 SMALL+OR) IP | 90.8
65119698 | DISPLAY LABEL (ADHESIVE) | 8.11
65119696 | DISPLAY LABEL (ADHESIVE) | 12.38
65119682 | EVAPORATOR | 38.53
65119681 | CONDENSER | 37.92
65119679 | AIR CONVEYOR | 22.67
65119676 | REAR PANEL | 25.72
65119670 | WHEEL (UNIVERSAL) | 2.35
65119669 | BASE | 19.7
65119668 | CAPACITOR 1uF | 8.28
65119666 | MOTOR MOUNTING BRACKET | 7.93
65119663 | FAN MOTOR | 48.3
65119662 | TOP COVER WITH HANDLE | 28.24
65119660 | FRONT PANEL | 23.54
65117225 | KIT THERMOREGULATION | 378.1
65116262 | IGNITION ELECTRODE | 35.48
65116265 | NIPPLE 1Z | 13.15
65116266 | GASKET 1" | 3.44
65114654 | PLASTIC COVER | 10.52
65116526 | SILENCER 24-30 KW | 23.76
65116520 | SILICONE PIPE D:8 L:330 | 4.1
65116516 | CONDENSATE TRAP | 13.51
65116373 | CONTROL BOARD | 32.41
65101921 | GROMMET (REGULATION ACCESS) | 5.2
65115825 | WI-FI BOARD | 39.6
65115144 | PLASTIC COVER (COMPLETE) | 20.73
65115446 | EXTERNAL COMPLETE UNIT | 852.82
65115360 | CABLE RJ12 MOLEX REMOTE | 12.01
65115322 | ADHESIVE LABEL WATER PROTECTION (5 PCS) | 8.12
65115312 | SIGNAL LAMP CAP | 1.09
65115305 | TERMINAL SHIELD (BEIGE) | 0.85
65115267 | GROMMET D37 | 1.9
65115227-03 | HYBRID EVO MANAGER CARD | 138.34
65115169 | KEYBOARD | 6.38
65115159 | MAGNETIC SWITCH | 15.27
65115158 | CAPACITOR 1,2uF | 15.91
65115139 | TERMINAL SHIELD (WHITE) | 2.26
65115131 | PIN FOR FIXING BULB | 1.94
65115776 | P.C.B. (DISPLAY) | 43.42
65115741 | FIXING BRACKET (RIGHT) | 4.8
65115727 | PUMP WILO RSG25/8-2 230V CE | 320.61
65115695 | FRONT PANEL | 31.52
65115675 | PLASTIC COVER | 16.19
65116730 | WIRELESS REPEATER EU | 185.07
65116841 | PLATE WIRE BOX 30-35 KW | 25.62
65116838 | PLATE WIRE BOX 18-24 KW | 25.65
65116789-03 | P.C.B. (DISPLAY) | 139.68
65116788-03 | P.C.B. (DISPLAY) | 159.97
65116788-01 | P.C.B. (DISPLAY) | 159.97
65116724 | EBUS2 GATEWAY | 118.18
65116722 | CUBE RF (AR BLACK) | 107.44
65117102 | CONTROL PANEL | 32.75
65117101 | CONTROL PANEL | 33.13
65117063-01 | ROOM SENSOR CUBE S NET | 225.59
65117063 | ROOM SENSOR CUBE S NET | 225.59
65116908 | PUMP 5M PWM TACO | 244.16
65116892 | GAS DIAPHRAGM G31 LPG D:4.7 mm | 2.68
65116584 | 3-WAY VALVE CABLE | 21.06
65116576 | SILENCER 35 KW | 24.33
65116546-03 | P.C.B. (DISPLAY) | 177.9
65116685 | PLATE WIRE BOX | 21.96
65116684 | P.C.B. (MAIN) | 176.5
65116609 | SIDE PANELS LEFT + RIGHT | 55.39
65116600 | SIDE PANELS LEFT + RIGHT | 49.8
991962 | COMPRESSOR | 687.73
991916 | MOTOR SHAFT JOINT | 1.85
992029 | COMPRESSOR SENSOR | 8.2
992046 | DIAPHRAGM (GAS VALVE) | 12.88
992049 | CABLE HOLDER | 8.8
991752 | LOWER MOTOR | 122.87
992202 | GAS MANIFOLD (COMPLETE - LPG) | 18.42
992194 | LOW VOLTAGE WIRING (FLUE CONTROL PROBE) | 13.13
992187 | CASE PANEL (L.H. SIDE) | 29.69
992186 | CASE PANEL (R.H. SIDE) | 24.84
992184 | FIXING BRACKET (CONTROL PANEL) | 3.07
992181 | PROTECTION SCREEN | 23.68
992180 | FRONT PANEL (COMBUSTION CHAMBER) | 29.28
992178 | PIPE (EXPANSION VESSEL) | 18.82
992175 | PIPE (C.H. FLOW) | 19.5
992174 | NUT M4 | 3.02
990691 | HIGH VOLTAGE WIRING | 49.14
990688 | LOW VOLTAGE WIRING | 54.66
990673 | CONTROL PANEL CASE (REAR) | 10.19
991529 | RESTRICTOR | 22.02
990853 | PLASTIC COVER | 6.06
990797 | O-RING | 1.83
990743 | LOW VOLTAGE WIRING | 33.06
990739 | PIPE (C.H. RETURN) | 27.35
65105341 | FUSES HOLDER | 13.43
995537 | TUBE SENSOR | 16.11
995531 | P.C.B. | 201.08
995405 | RETURN GROUP | 128.67
995618 | FRONT PANEL | 18.27
995579 | P.C.B. | 186.11
995546 | FILTER | 22.18
994100 | REGULATION KNOB | 2.65
994080 | REGULATION KNOB | 11.11
994050 | ELEMENT (RSCA N UL 1350/120) | 15.44
993312 | ANODE (D.21,4 L:389 M5) | 16.01
993270 | PLASTIC COVER + SIGNAL LAMP | 5.37
993159 | CONTROL PANEL (COMPLETE) | 12.12
993154 | CABLE CLAMP | 1
993012 | FLANGE WITH GASKET | 10.1
993003 | TERMINAL SHIELD (DARK GREEN) | 3.75
995350 | PIPE (COLD WATER INLET) | 18.18
995344 | RETURN GROUP | 122.94
995322 | FAN | 80.44
994217 | KNOB | 2.7
994114 | SIGNAL LAMP CAP | 2.35
994104 | HEATING ELEMENT 1500W 120V | 24.69
919027 | BOUCHON 3/4 MAL + ANODE 400 | 13.85
919041 | ANODE PLUG | 8.92
919014 | 3/4 CAP (M5 ANODE) | 21.49
919051 | TESTER FOR ANODE | 44.22
918095 | SCREW (M5X10) | 0.47
918083 | SCREW (M5X16) | 7
918106 | M8X4 NUT | 1.03
918017 | SCREW (M4X10) | 0.97
918012 | SCREW M5X8 | 0.98
902061 | TUBE+INSERT 75 VMI D.16X708 | 10.4
899073322 | LANDIS QRA2 UV DETECTOR | 198.02
926041 | COVER | 17.84
926035 | CABLE CLAMP PG13 500ST | 20.99
925342 | CABLE V/J 1,5X150 OE M8-M4 | 7.94
925227 | THERMOSTAT | 76.99
923150 | FLANGE D.110 | 17.38
923134 | FLANGE WITH ANODE | 93.55
921049 | THERMOSTAT (THERMAL CUT-OUT) | 25.25
899055534 | BOLT / SCREW M10 X 30MM COUNTERSUNK | 0.44
899055533 | BOLT M4 X 15MM | 0.59
899042164 | BA9 10X28MM BULB | 9.1
899040564 | FUSE 6.3 AMP X 20MM | 1.53
899015326 | STAINLESS STEEL 316 BONDED SEAL BS- | 34.25
899004963 | GAS VALVE | 418.54
899001322 | PILOT ASSEMBLY | 336.09
819305 | ELEMENT (2500W D:45 L:475) | 86.92
899040578 | FUSE 3 AMP X 1 | 1.53
899040568 | FUSE 1 AMP X 20MM | 1.48
899026189 | CLEANING DOOR KIT | 114.01
899020380 | AUTO AIR VENT 1/2 | 43.02
899013842 | GASKET FOR INSPECTION DOOR | 330.6
899013841 | COVER GASKET | 106.56
899013838 | INSPECTION DOOR GASKET | 79.24
899013836 | C4430 GASKET SHEET | 15.57
899013823 | 100MM FLUE SEALING RING | 10.45
899009622 | THERMOSTAT, DUAL CONTROL AND LIMIT | 78.69
899004965 | JET 806 SAFETY VALVE | 996.93
899004360 | BEARING AND IMPELLER ASSEMBLY | 1937.27
899001318 | IGNITION/DETECTION ELECTRODE | 74.41
899001317 | DETECTION ELECTRODE | 61.02
899001316 | GLOW PLUG IGNITION | 734.77
899073320 | SCREWED S/STEEL HEXAGON REDUCING | 2.18
899073319 | HIGH PRESSURE TEST POINT NIPPLE - 1 | 10.43
899073318 | EQUAL SOCKET - 1 F BLACK | 2.4
899073317 | SCREWED S/STEEL HEXAGON REDUCING | 6.8
899073316 | ROUND CAP - 1 BLACK | 2.22
899073315 | SCREWED STAINLESS STEEL SQUARE HEAD | 8.56
899073314 | INLET PRESSURE SWITCH | 141.49
899073313 | SOLENOID GAS SAFETY SHUT OFF VALVE | 293.96
899073312 | 2 INCH NON RETURN VALVE | 1370.63
899073311 | WATER SAMPLE KIT | 2.2
899073309 | BEARING AND IMPELLOR ASSEMBY | 1642.6
899073308 | PCB | 581.53
899073306 | RS PRO 500ML MULTI PURPOSE FOAM | 14.04
899073304 | ROCOL GAS SEAL | 31.02
899073303 | ROCOL LEAK DETECTOR SPRAY | 38.98
899073294 | WATER SAMPLE BOTTLE | 1.1
899073280 | PTFE - LIQUID | 24.78
899073262 | FERNOX WATER SAMPLE BOTTLE (2 PER | 61.8
899069404 | FERNOX INHIBITOR TEST PACK (INC | 72.93
899062702 | WASHER M4 | 0.04
899061696 | NUT M4 | 0.48
899060644 | DRIVE BELT 840MM | 89.02
899060643 | DRIVE BELT - GAS BOOSTER 576 | 70.45
899060642 | DRIVE BELT - GAS BOOSTER 540 | 116.02
899060641 | DRIVE BELT 428/535 830MM 20 MM PU12 | 89.02
990380 | HEAT EXCHANGER CONNECTOR FORK | 4.95
990375 | EARTH CABLE (FAN) | 5.41
990372 | CLOSING CASING CAM (R.H.) | 4.79
990371 | CASING HOOK (R.H.) | 4.91
990370 | AIR RETURN MANIFOLD | 6.74
990366 | SPINDLE GUIDE (DIVERTER VALVE) | 2.89
990363 | GASKET (RETOURN GROUP) | 5.47
990357 | CLIP | 5.14
990353 | CASING HOOK (L.H.) | 4.91
990352 | CLOSING CASING CAM (L.H.) | 4.79
977363 | WHITE PLASTIC COVER | 3.98
977174 | INSTALLATION BRACKET | 1.6
990485 | PIPE (C.H. RETURN) | 15.39
65101919 | SPRING (BY-PASS PIPE) | 3.55
990434 | PIPE (C.H. FLOW) | 21.99
990402 | COVER (COMBUSTION CHAMBER) | 25.78
990400 | PANEL (COMBUSTION CHAMBER - R.H. SIDE) | 14.89
950610 | TEMPERATURE PROBE (D.H.W.) | 8.27
950331 | P.C.B. (GOVE 3-FFI) | 342.76
935348 | COMPLETE WIRING | 150.51
935344 | WIRING KIT | 23.02
935050 | THERMOSTAT KIT | 170.32
926283 | CABLE PACK | 6.28
926264 | KIT (3 FOOT H100 + SCREWS) | 11.38
926136 | FOOT (100 MM) | 28.42
950640 | PROBE (D.H.W.) | 23.06
977127 | ANODE D:25.5 L:180 M5 | 21.58
969045 | PUMP | 404.06
960067 | THERMOSTAT 45A 75C | 12.4
960007 | THERMOSTAT 16A 57C | 10.57
950650 | TEMPERATURE PROBE (D.H.W.) | 18.7
998808 | GASKET (ADHESIVE - 10X5 MM) | 5.45
998791 | TRAP | 25.58
998766 | FILM (DISPLAY) | 6.05
999105 | PIPE (EXPANSION VESSEL) | 9.08
999059 | FRONT COVER | 6.94
998927 | CONTROL PANEL | 11.06
998921 | DHW MICRO SWITCH | 17.06
998915 | LOW VOLTAGE WIRING | 34.38
998611 | UNION (HOT WATER OUTLET) | 4.66
998579 | SPINDLE (COMFORT) | 5.5
999685 | BURNER 8 RAMP (L.P.G.) | 72.64
999622 | PIPE (GAS INLET) | 24.36
999607 | CYLINDER 60 L | 1154.64
999602 | SPACER PLATE (PUMP) | 6.46
999599 | MECHANICAL CLOCK | 93.45
999581 | 3/4 TAP | 20.94
999948 | CONTROL PANEL COVER | 62.05
999939 | PIPE (POSITIVE SIGNAL) | 8.3
999930 | CABLE (P.C.B. - PUMP) | 11.72
999918 | CABLE (M/FLOW SWITCH) | 16.53
65103299 | FLUE HOOD | 615.26
999199 | FLOW REGULATOR (10 L/MIN) | 5.04
999180 | MOTOR (FAN) | 275.19
999479 | BURNER 8 RAMP (N.G.) | 61.54
999476 | RETURN GROUP | 19.5
999472 | CONTROL PANEL (FRONT) | 29.75
999458 | LEVER (P.C.B.) | 6.48
999435 | PROTECTION SCREEN | 4.14
999427 | LOW VOLTAGE WIRING | 31.62
996202 | SIGNAL RECEIVER | 38.51
996200 | TCS 3 | 214.69
996635 | BASE | 77.76
995939 | RETURN GROUP | 46.21
995923 | PANEL (R.H. SIDE) | 6.05
995920 | CONTROL PANEL COVER (REAR) | 3.83
995910 | SPINDLE (DIVERTER VALVE) | 46.92
995856 | TRANSFORMER | 24.35
995840 | GUIDE LOUVER | 19.31
995830 | TUBE SENSOR | 21.66
996108 | CABLE (THERMOSTAT) | 7.78
996098 | FUME PROBE BRACKET | 10.51
995991 | BURNER | 108.58
995986 | PANEL (COMBUSTION CHAMBER - FRONT) | 18.3
995943 | BURNER (11 RAMP) | 93.05
998144 | RETURN GROUP | 107.6
998111 | BURNER 15 RAMP (LPG) 30KW | 116.98
998110 | BURNER 15 RAMP (NATURAL GAS) 30KW | 116.98
998481 | RETURN GROUP | 135.09
998427 | FLEXIBLE PIPE | 8.59
998412 | PLASTIC PIPE FOR CONDENSATE DRAINAGE | 3.59
997417 | GASKET | 16.43
997252 | SUMMER/WINTER SELECTOR KIT | 7.46
997240 | 1/2 UNION | 5.72
997202 | PIPE (GAS INLET) | 6.64
997200 | PIPE (MAIN EXCHANGER - 3 WAY GROUP) | 19.13
997180 | CABLE (TIME CLOCK) | 9.47
997144 | CONTROL PANEL COVER | 10.13
998072 | RETURN GROUP | 210.89
998060 | MICROSWITCH (C.H./D.H.W.) | 30.54
997853 | SIGNAL RECEIVER & WIRE | 29.14
997852 | P.C.B. | 182.01
997828 | RETURN GROUP | 59.66
997818 | CASE DOOR INSERT | 8.84
824025493 | BURNER BAR (SINGLE) | 128.13
824025496 | BURNER BAR (SINGLE) C/W BRACKET | 120.51
824036555 | HOURS RUN METER | 63.38
824038258 | WIRING CONNECTION FOR GAS | 47.55
824023035 | REAR CAST IRON SECTION | 478.26
824019840 | NAT GAS - LPG CONVERSION KIT | 35.88
824019834 | NAT GAS - LPG CONVERSION KIT | 35.88
824019832 | NAT GAS - LPG CONVERSION KIT | 35.88
824038260 | WIRING CONTROL BOX TO GAS VALVE | 74.32
824038262 | WIRING CONTROL BOX TO GAS VALVE | 40.19
824038266 | WIRING CONTROL BOX TO GAS VALVE | 74.28
824045968 | IGNITION TRANSFORMER - SATRONIC | 233.23
824049374 | ELBOW ALUMINIUM 3-4 | 43.06
824053631 | CASING FIXING PACK | 136.72
824058686 | CONTROL BOX COVER | 30.9
824068049 | BUSH FOR PRESSURE GAUGE | 11.5
824073258 | WATER SPREADER BRASS | 45.22
826008314 | CONTROL BOX IGNITION S4560D 1176 | 466.64
824016125 | PILOT TUBE | 16.82
824013824 | GASKET 33 X 25 X 3MM | 169.78
824011720 | SWITCH ON-OFF & RESET | 17.07
824008318 | CONTROL BOX IGNITION S4564 BF 1014 | 318.67
824008317 | CONTROL BOX IGNITION S4565 BF 1153 | 292.05
824004966 | GAS VALVE TYPE VK4100C 5306E | 309.02
824004965 | GAS VALVE TYPE VK4105C 1009 (FULLY | 374.93
824003807 | PIEZO IGNITOR | 59.39
824003118 | MAIN INJECTOR 2.95MM | 12.75
824003115 | MAIN INJECTOR 5.80MM | 15.42
826009616 | FLUE THERMOSTAT 95 AUTO RESET | 56.82
828049373 | ELBOW ALUMINIUM 1-2 FOR GAS VALVE | 13.86
828038259 | IGNITION LEAD, BLACK, FROM SATRONIC | 29.81
828038258 | CABLE FOR PIEZO IGNITOR | 22.2
828009617 | HIGH LIMIT THERMOSTAT THERMAL RESET | 56.23
828008314 | CONTROL BOX SATRONIC TF1 812.2 | 438.31
828004961 | GAS VALVE VR4601D-1001-2 | 453.62
828003111 | MAIN INJECTOR 3.20MM DIA FOR LPG | 15.62
828003110 | MAIN INJECTOR 2.75MM DIA | 12.48
828003109 | MAIN INJECTOR 2.10MM DIA | 15.62
828003107 | INJECTOR 2.35MM | 16.27
828003106 | INJECTOR 1.82MM | 17.19
828001307 | IGNITION ELECTRODE C/W LEAD | 36.23
828001305 | IONIZATION ELECTRODE | 28.33
828001303 | IGNITION ELECTRODE | 45.36
828000702 | PILOT ASSEMBLY | 45.69
827573258 | WIRING LOOM CLIP | 2.59
827520982 | SAFETY VALVE | 451.84
827213823 | SERVICE KIT SUPERAC AR 2580 | 68.2
827073259 | SEAMLESS TUBE 60,3 X 3,2 L | 63.69
827060544 | FIBREGLASS ROPE FOR FRONT DOOR | 102.4
827015328 | INSULATION FOR BURNER PLATE | 37.46
827015327 | INSULATION FOR BURNER PLATE | 36.21
827015323 | INSULATION FOR CLEANING DOOR, | 20.13
827013837 | FRONT DOOR GASKET. 2.5M ROPE SEAL | 18.99
827013836 | GLASS FIBER GASKET 2.5 | 18.99
827013835 | BURNER PLATE GASKET (MAG0105300) | 9.57
827013827 | GASKET FOR SMOKE CHAMBER, | 102.78
827009624 | SAFETY THERMOSTAT | 20.94
827009623 | WOKING THERMOSTAT FOR HIGH-LOW TR2 | 23.24
827009620 | THERMOSTAT POCKET AND CLIP | 9.37
826049373 | STEEL CONDENSATE ELBOW | 10.84
826045970 | TRANSFORMER | 71.91
826020380 | AIR VENT FLEXIVENT-H | 37.02
826016124 | PIPE TRANSPARENT PVC BETWEEN | 12.43
826011721 | AIR PRESSURE SWITCH DL10K-3W | 89.45
826009617 | CONTROL THERMOSTAT | 44.86
816612 | HEATING ELEMENT 1200W 230V | 11.28
816524 | ELEMENT (3000W 240V- 5 HOLES) | 80.93
816179 | HEATING ELEMENT 3X3000W 380V D110 6T | 235.83
816098 | IMMERSION HEATER 2500W | 59.86
816013822 | HIGH TEMP SILICONE SEALANT (REGZ35) | 24.32
814513823 | BURNER DOOR GASKET MT.2,5FIBER | 21.08
814509617 | WORKING THERMOSTAT IMIT TR2 100░C | 25.46
814047980 | THREADED LINKAGE ROD LENGTH 105MM | 21.79
814038258 | IGNITION LEAD (PER METER) | 36.09
814013824 | GASKET GAS VALVE TO FLANGE | 15.81
814013224 | SAFETY THERMOSTAT | 69.95
814013223 | OPERATIONAL THERMOSTAT 30-95░ T07 | 48.31
814013222 | OUTFLOW TEMPERATURE THERMOMETER (T2 | 69.95
814013221 | THERMOMETER (IMIT) (2 PER BOILER) | 79.87
814010318 | THERMOSTAT POCKET (3 WAY) | 30.34
814001304 | IGNITION ELECTRODE (HOOKED END) | 94.4
814001303 | IONISATION ELECTRODE (STRAIGHT END) | 102.99
824003112 | MAIN INJECTOR 3.80MM | 15.42
824003110 | MAIN INJECTOR 2.60MM | 12.48
824002004 | THERMOCOUPLE | 30.16
824000702 | PILOT ASSEMBLY LPG | 30.14
820073266 | IMMERSION HEATER | 122.8
820061705 | WHITE FLOW RESTRICTOR | 0.38
820034205 | ACTUATOR HONEYWELL VC2011ZZ00/U | 67.21
820030699 | SECONDARY RETURN BLANKING PLUG | 28.69
820012427 | CONTROL & OVERHEAT LIMIT THERMOSTAT | 154.99
818026189 | BURNER DOOR C/W INSULATION | 382.74
818023735 | ASSEMBLY NIPPLES | 9.37
816765 | ELEMENT (1500W-230V) | 15.42
816712 | HEATING ELEMENT 1500W 220-240V | 60.62
830001303 | IGNITION ELECTRODE (SAPCO) | 41.76
846015324 | INSULATION FOR BURNER DOOR | 81.43
846013841 | SEAL (UPPER) FOR FLUE PIECE | 14.69
846013840 | SEAL FOR CASING RUBBER | 36.96
846013838 | O RING FOR GAS CONNECTIONS TO | 7.69
846013834 | O RING KIT WATER | 33.18
846013832 | O RING KIT WATER | 32.8
846013831 | O RING KIT GAS | 38.73
846013828 | O RING FOR FLUE COLLECTOR TO | 24.06
846013827 | O RING FOR GAS VALVE | 7.69
846013826 | GASKET FAN TO AIR - GAS CANAL | 36.06
846011721 | LOW PRESSURE SWITCH KIT | 167.71
846011719 | SWITCH ON-OFF FOR CONTROL PANEL | 31.15
846009617 | THERMOSTAT WATER-TEMP C180 | 58.67
846005661 | PUMP GRUNDFOS 25-70IA(NO HEAD GASK) | 892.6
846004958 | GAS VALVE BALANCING PIPE 1M (MD120) | 31.61
846000002 | HEAT EXCHANGER (4+3 COIL) 7 COIL | 3704.09
842068050 | REDUCING BUSH 2 - 1-2 WITH COLLAR | 20.76
842056533 | FRONT PLATE C-W SIGHT GLASS BRACKET | 46.56
842047971 | DRAIN COCK 1-2 WITH DRAIN | 37.04
842025494 | BURNER BAR | 73.52
842025493 | BURNER BAR | 69.99
842025491 | BURNER BAR | 72.13
842025490 | BURNER BAR | 98.88
842023736 | ASSEMBLY NIPPLE FOR SECTIONS | 23.71
842023035 | INTERMEDIATE SECTION | 521.67
842023034 | FRONT-REAR SECTION | 561.86
846016124 | TUBE FOR SYPHON PLASTIC | 34.49
848008915 | DISPLAY UNIT (SWITCHES & PRESSURE | 400.28
848006914 | PCB FMT 310 FURIMAT BOARD | 1337.76
848005661 | PUMP GRUNDFOS 25-80 (8 METRE HEAD - | 1191.1
848001303 | IGNITION CONVERSION KIT (EARTHED | 158.6
846073269 | MIXING BOX AIR-GAS 10MM HOLE | 45.6
846073259 | AIR GAS MIXING BOX | 44.11
846070658 | JUBILEE CLIP FOR SYPHON TUBE | 16.82
846070657 | JUBILEE CLIP FOR SYPHON TUBE | 19.87
846065897 | FLUE COLLECTOR HOOD DN70-80 | 213.75
846065896 | FLUE COLLECTOR HOOD | 256.88
846062695 | SCREW M6 X 12MM FOR BURNER LANCE | 3.07
846062692 | SCREW (4 X10MM) FOR ELECTRODE TO | 0.81
846061692 | NUT 3-4 LOCKING FOR DRAIN | 9.63
846061691 | NUT FOR BURNER DOOR M6 | 7.36
846058688 | FLUE GAS SAMPLE POINT CAP | 28.82
846058686 | CAP FOR SYPHON CLEANING POINT | 20.59
846056539 | BRACKET FOR HEAT EXCHANGER (5+2) | 36.02
846056534 | CONVERSION BRACKET FOR WILO - | 69.24
846054981 | BACK PANEL COMPLETE (INC ALL INT | 2127.28
846049373 | CONDENSE ELBOW FOR H-EXCH OUTLET | 16.39
846047977 | CONDENSATE CLEANOUT CAP/SYPHON CAP | 4.73
846047975 | CONDENSE DRAIN CONNECTOR 3-4 | 23.26
846047974 | HOSE CONNECTOR/ADAPTOR 3/4 INC | 24.06
846038259 | WIRING LOOM COMPLETE | 826.75
846030705 | HEAT EXCHANGER LOCATING PLUG | 10.72
846030701 | WIELAND PLUG 1 (3 PIN FEMALE) FOR | 40.33
846030698 | WEILAND PLUG 3 (4 PIN FEMALE) | 21.48
846026189 | BURNER PLATE *OBSOLETE* | 215.51
846025488 | BURNER LANCE (LENGTH = 80MM) | 202.14
846020985 | THREE WAY VALVE BODY ONLY | 201.99
846020381 | MANUAL AIR VENT 3-8 (WHITE) | 37.15
846019830 | LPG KIT 2X5.7 2X3.5 | 187.03
846018627 | SYPHON | 69.24
846016136 | FLOW & RETURN TUBE KIT | 291.87
830027492 | BURNER PLATE - NOTES | 146.1
830027491 | CAST IRON PLATE REAR | 56.82
830025495 | BURNER COLLECTOR/FRONT BAR HOLDER | 65.33
830025492 | BURNER BAR | 68.92
830025491 | BURNER BAR | 67.78
830025489 | BURNER BAR | 81.62
830025488 | BURNER BAR | 115.25
830024893 | BURNER GAS BURNER (COMPLETE) | 321.4
830024892 | BURNER GAS BURNER (COMPLETE) | 375
830018027 | SIGHT GLASS HOLDER FOR BURNER PLATE | 17.37
830016138 | GAS DISTRIBUTION PIPE FOR HONEYWELL | 43.22
830016127 | DISTRIBUTION PIPE FROM GAS VALVE | 24.83
830016126 | WATER DISTRIBUTION PIPE/DIFFUSE | 156.43
830015328 | INSULATION CERAMIC FIBRE PANEL FOR | 15.65
830015327 | INSULATION CERAMIC FIBRE PANEL FOR | 40.58
830013826 | GASKET FOR BURNER NOZZLE | 21.95
830013825 | GASKET FOR STAT POCKET | 4.04
830013824 | GASKET FOR FLOW-RETURN 163 X 100MM | 25.4
830013221 | THERMOMETER RECTANGULAR | 43.94
830011720 | SWITCH ON-OFF (C-W LED) | 21.31
830006913 | PCB MAIN (1 X TRANSFORMER ON) | 373.75
830006912 | PCB CIRCUIT BOARD C-W RELAY | 215.02
830006366 | CONTROL PANEL COMPLETE (ROBERTSHAW) | 1403.39
830006361 | CONTROL PANEL COMP (7-8 SECTIONS) | 627.2
830004960 | GAS VALVE HI-LOW ONLY ROBERTSHAW | 1198.57
830003138 | PILOT JET (0.70MM) | 15.72
830027496 | CLEANING ACCESS REAR-UPPER | 121.82
842022333 | FRONT-REAR SECTION KIT | 549.94
842013823 | GASKET FOR GAS VALVE SQUARE | 23.12
842013822 | GASKET FOR GAS VALVE | 2.54
842013221 | RECTANGULAR THERMOMETER | 41.11
842009619 | CONTROL THERMOSTAT (ON-OFF) | 65.13
842002005 | THERMOCOUPLE PERMANENT PILOT ONLY | 18.77
840016126 | GAS SUPPLY TUBE | 35.12
836016128 | BUNDY TUBE KIT 6MM | 34.75
836009617 | OVER HEAT CUT-OFF DEVICE/STAT | 42.4
836004959 | GAS VALVE V4600C 1086U (FOR NAT GAS | 260.02
836001303 | IGNITION ELECTRODE | 50.4
834011719 | GAS PRESSURE SWITCH (DUNGS GW50A6) | 124.34
834003107 | PILOT NOZZLE | 4.44
832001303 | IONISATION ELECTRODE FZ E 100 | 219.59
830073259 | PILOT SHIELD | 21.46
830068049 | BLANK PLUG WITH SET COLLAR | 14.52
830057890 | CASING FIXING PACK | 48.89
830056537 | BRACKET FIXING FOR FLUE BOX | 53.91
830056532 | 1 M STRAIGHT FITTING WITH FLAT | 8.94
830051426 | FLANGE INLET-OUTLET IRON | 71.12
830050625 | FLANGE FOR ROBERTSHAW GAS VALVE | 16.79
830047971 | CONNECTION JOINT FOR GAS VALVE 1 | 23.53
830038264 | WIRING LOOM | 69.51
830038259 | LEAD DETECTION (FRONT BURNER) | 30.74
830035955 | THERMOSTAT KNOB | 23.49
830035954 | KNOB FOR CONTROL THERMOSTAT | 6.68
830035353 | DAMPER LINKAGE *BRASS* | 12.39
830030697 | BLIND PLUG 1-2 | 2.1
830027497 | BURNER PLATE KIT | 163.21
814000702 | PILOT ASSEMBLY (WITH ELECTRODES) | 806.84
65122479 | P.C.B. (WIFI-REM4) WITH SUPPORT | 51.96
65122497 | PLATE WIRE BOX 30-35 KW | 24.7
65152907 | SCREW COVER (RIGHT) | 0.62
65122550 | HEATING ELEMENT 3X2KW | 488.45
65122501 | BOILER FS 180L | 2182.15
65120376-03 | SENSYS HD BLACK | 207.45
65120335 | AIR FILTER | 36
65120341 | EVAPORATOR | 393.78
65120332 | 6-POLES TERMINAL BLOCK | 18.49
65153804 | COMBUSTION CHAMBER PANEL ASSY | 31.03
65119742 | PLATE WIRE BOX 18-24 KW | 22.05
65119735 | PLATE WIRE BOX 18-24KW | 22.87
65180269 | O RING FOR DEEP FLANGE (58.5*52.9*2.8MM) | 0.46
65118349 | LED HOLDER | 0.29
65118352 | LED (BLACK+RED WIRE) | 1.23
65118348 | BACK COVER | 4.64
65118344 | BOTTOM COVER | 0.93
65118340 | LOW PANEL | 0.99
65117990 | THERMOSTAT (SAFETY) | 18.81
810023736 | NIPPLE | 37.88
810023035 | REAR SECTION | 4199.7
810013823 | GASKET (FOR FLANGED STUB PIPES) | 14.16
808060543 | ROPE FIBREGLASS 9MM | 22.78
808060541 | ROPE FIBREGLASS 12MM *25MTR ROLL* | 44.55
808060540 | ROPE FIBREGLASS BRAIDED 9MM *NOTES | 14.16
808060539 | ROPE FIBREGLASS 10MM *NOTES* | 68.1
808030698 | PLUG 1/8 BRASS FOR TOP OF SECTION | 8.84
808015328 | BURNER DOOR INSULATION | 671.83
808013823 | GASKET 94DIA X 65DIA X 3MM | 26.35
808013822 | GASKET FOR SIGHTGLASS 38X31X2 | 5.76
808011719 | SWITCH, ON-OFF | 9.99
808009616 | LIMIT THERMOSTAT | 38.41
806060539 | FIBREGLASS ROPE D.20 | 10.76
804023736 | ASSEMBLY NIPPLE | 20.85
804018027 | SIGHT GLASS, DIAMETER 29MM X 3MM | 18.68
804015323 | INSULATION FOR BURNER DOOR PLATE | 13.42
804013221 | THERMOMETER | 35.35
804011719 | SWITCH ON-OFF | 27.47
802013822 | GASKET FOR SIGHT GLASS | 19.39
812059291 | DOOR CLOSING SELECTOR | 56.07
812059290 | TIE ROD HINGE | 37.51
812059287 | TIE ROD HINGE | 58.1
812033505 | TURBULATOR | 18.15
812033504 | TURBULATOR | 24.64
812033501 | TURBOLATOR | 24.82
812026195 | FRONT DOOR C/W INS. BURNER 9 HOLE | 3176.92
812026191 | FRONT DOOR C/W INS. BURNER 7 HOLE | 5440.05
812026190 | FRONT DOOR C/W INSULATION | 2043.55
812013824 | SEAL FOR REAR DOOR (ORDERED PER | 36.96
811060543 | FIBREGLASS ROPE FOR BURNER ASSEMBLY | 14.01
811060541 | FIBREGLASS ROPE FOR BACK SECTION | 16.63
811023735 | ASSEMBLY NIPPLE | 18.23
811013822 | GASKET FOR FLANGE | 15.82
810801 | ELEMENT (2000W-230V) | 37.41
801004359 | FAN MOTOR G3G200GN18-01 | 4680.6
697116 | THERMOSTAT (TAN 300) | 13.23
697110 | THERMOSTAT | 35.38
801008330 | CONTROLLER / PCB LMS CD850 | 449.73
801008329 | CONTROLLER / PCB LMS CD750 | 449.73
881516258 | COPPER PIPEWORK (33) | 24.7
881516255 | PIPEWORK TO BOTTOM OF STRAINER | 31.86
881516260 | PIPEWORK | 22.39
881516262 | PIPEWORK | 51.41
881516254 | PIPEWORK | 26.23
881516253 | PIPEWORK | 29.51
881516252 | PIPEWORK | 16.66
881516251 | PIPEWORK | 13.39
881516250 | COPPER PIPE | 38.53
881516266 | PIPEWORK | 5.52
881520380 | AUTO AIR VENT 1/8 BSP | 17.5
881520382 | AUTO AIR VENT 1/8 | 9.72
881520383 | MANUAL AIR VENT 1/8 (47) | 9.41
881520984 | 3 WAY THERMOSTATIC MIXER, G 3/4 | 126.06
881520985 | MANUAL INTERCEPTION VALVE, BLUE | 30.89
881516249 | COPPER PIPE | 22.14
881516181 | CONDENSATE DRAIN | 19.14
881516180 | PIPEWORK | 19.12
881516178 | PIPEWORK DCW TO EXCHANGER | 19.12
881516171 | PIPEWORK | 35.42
881516170 | PIPEWORK | 28.53
881516169 | PIPEWORK | 28.06
881516158 | PIPEWORK STRAINER TO HEAT EXCHANGER | 40.02
881516156 | PIPEWORK PUMP TO SERVOMOTOR | 47.76
881516150 | DOMESTIC COLD WATER PRIMARY | 20.45
881516147 | PIPEWORK | 24.5
881516137 | PIPEWORK | 32.11
881516135 | PIPEWORK | 29.46
881520987 | MANUAL INTERCEPTION VALVE, RED | 30.89
881550078 | EXPANSION VESSEL 8 LITERS | 82.79
881550077 | EXPANSION VESSEL 10 LITERS (RECTANG | 95.91
881541362 | TERMINAL BOARD & FUSE HOLDER | 9.59
881540561 | RAPID FUSE 1A | 2.23
881538261 | LEAD FOR PULSE HEAT METER | 15.33
881534214 | COOLING ACTUATOR AND VALVE | 440.71
881534213 | CH ACTUATOR | 95.88
881534210 | SERVO CONTROL MOTOR, 3 POINT, 230V | 115.38
881530001 | BLUE VALVE | 120.98
881521022 | OUTLET CONNECTION | 29.92
881521021 | INLET CONNECTION | 32.42
881521019 | DELTA PRESSURE CONTROL VALVE | 628.43
881521012 | SAFETY VALVE | 24.31
881521011 | DELTA PRESSURE CONTROL VALVE | 582.79
881521010 | DELTA PRESSURE CONTROL VALVE | 377.98
881521009 | ISOLATION VALVE BLUE | 20.55
881521006 | DELTA PRESSURE CONTROL VALVE | 245.43
881521005 | DELTA PRESSURE CONTROL VALVE | 410.73
881521003 | THERMOSTAT | 37.11
881521001 | VALVE FOR FILLING LOOP | 14.42
881521000 | 3 WAY THERMOSTATIC MIXER | 149.49
881520999 | CHECK VALVE FF 3/8 | 18.57
881520997 | MANUAL BALANCING VALVE 3/4 - | 82.47
881520991 | BALANCING VALVE WITH PRESSURE | 166.84
881520988 | MANUAL INTERCEPTION VALVE, BLUE | 32.57
881506944 | PCB / ELECTRONIC BOARD | 142.39
881506943 | PCB / ELECTRONIC BOARD | 178.16
881506942 | PCB BOARD | 156.54
881506941 | NYLON 6 POLE TERMINAL BOARD - | 5.7
881506940 | PCB / ELECTRONIC BOARD | 188.85
881506939 | PCB / ELECTRONIC BOARD | 47.54
881506927 | DCW PULSE METER K10 1,5 M3/H WATER | 168.19
881506922 | ELECTRONIC CARD NO NOT SELL | 122.07
881506914 | PCB / ELECTRONIC CARD FOR NEXUS | 181.84
881506361 | COMPLETE CONTROL PANEL | 566.24
881505676 | PUMP | 458.41
881505673 | PUMP | 753.05
881505672 | PUMP | 339.64
881505670 | PUMP HEATING WILO | 696.76
881505669 | PUMP WILO | 374.44
881505668 | PUMP HEATING WILO STRATOS 25/1-10 | 962.69
881505666 | PUMP | 627.45
881505664 | GRUNDFOS UPSO 15-55 130 | 185.55
881505663 | DHW PUMP GRUNDFOS 15/55 PUMP | 281.98
881501304 | DHW FLOW METER CABLE | 16.86
881500027 | 30 PLATE HEAT EXCHANGER | 781.74
881500026 | HEAT EXCHANGER | 781.74
881500019 | 14 PLATE HEAT EXCHANGER, SERIES 315 | 131.59
881500008 | 30 PLATE HEAT EXCHANGER | 169.23
881500007 | 24 PLATE HEAT EXCHANGER, SERIES 315 | 194.12
881500006 | 10 PLATE HEAT EXCHANGER | 205.56
881500005 | 14 PLATE HEAT EXCHANGER, SERIES 315 | 220.24
881516128 | PIPEWORK BETWEEN DHW FLOW SWITCH | 17.63
881516125 | HOT WATER INLET PIPE TO PLATE | 18.25
881515326 | INSULATION/BOOT FOR FLOWMETER | 15.82
881513828 | CABLE GROMMET | 2.1
881513827 | FIBRE WASHER 3/8 FOR AAV | 1.25
881513825 | GASKET FOR WATER Y FILTER CAP 1 | 3.06
881513824 | GASKET FOR WATER Y FILTER CAP 3/4 | 3.06
881512424 | TEMPERATURE SENSOR (BLACK BUILT IN | 25.77
881512423 | TEMPERATURE SENSOR (NO LEAD) | 17.92
881512422 | WATER FLOW SENSOR | 37.26
881511724 | WATER FLOW TURBINE MODIFICATION KIT | 79.56
881511720 | SWITCH, ON-OFF, 4 CONTACT | 6.15
881508917 | CONTROL DISPLAY LCD C/W KEYPAD | 72.04
881508916 | MEMBRANE FOR DIGITAL DISPLAY | 12.72
881508340 | KAMSTRUP 403 ULTRASONIC HEAT METER | 651.27
881508316 | HEAT METER QUNDIS G20/G21-MID | 535.1
881508314 | HEAT METER M-BUS 3/4 , 1.5M3/H | 539.59
881506952 | PCB / ELECTRONIC BOARD | 43.17
881506950 | PCB / ELECTRONIC BOARD | 226.5
881506949 | PCB / ELECTRONIC BOARD | 60.66
881506946 | PCB / ELECTRONIC BOARD | 117.68
881556534 | WALL MOUNTING BRACKET | 32.96
898504360 | OIL FILTER WHITE W940/51 (SEPARATE) | 140.17
898501303 | SPARK PLUG | 91.41
897073262 | 1 1/2 - 1 REDUCER, (NHRE 90 ONLY) | 6.38
897073261 | EQUAL 1 1/2 TEE, (NHRE 90 ONLY) | 22.99
897073259 | EQUAL TEE (BRONZE) 1 BSP | 25.44
897068050 | REDUCING BUSH 1 X 1.5 | 10.5
897056534 | MOUNTING BRACKET FOR 35LTR | 24.56
897056533 | MOUNTING BRACKET FOR 25 LTR VESSEL | 27.18
897050084 | EXPANSION VESSEL VERTICAL WHITE | 80.4
897050081 | EXPANSION VESSEL 50LTR | 180.54
897050080 | EXPANSION VESSEL 50LTR | 233.59
897050079 | EXPANSION VESSEL 35LTR (RED) | 119.38
897050078 | EXPANSION VESSEL 35LTR (CREAM) | 150.57
897050075 | EXPANSION VESSEL 24LTR | 128.55
897020997 | 2 PORT VALVE HONEYWELL | 217.8
897020993 | EXPANSION VALVE 6 BAR 3-4 INLET | 43.03
897020992 | TPR28 VALVE 7 BAR 28MM | 289.24
897020991 | TWO PORT MOTORISED VALVE BODY PART | 575.87
897020990 | TWO PORT MOTORISED VALVE | 187.81
897020988 | TPR VALVE 1-2 BSP INLET-15MM DRAIN | 46.71
897020987 | INLET EXPANSION VALVE 3-4, 28MM | 59.35
897020985 | PRV 22MM INTEGRAL STRAINER AND | 105.36
897020984 | PRV 1 INTEGRAL STRAINER & COLD | 239.53
897020981 | EXPANSION CHECK VALVE 1 & VESSEL | 92.93
897016124 | HOSE 3-4 ALUMINIUM 1 MTR | 30.48
894005667 | GRUNDFOS PUMP UPS UPS2 25-80 180 | 558.39
892071458 | FILTER/MESH | 2129.65
892013826 | O RING SEAL | 78.99
892013825 | TOROIDAL GASKET FOR TOP OF FILTER | 87.39
892013824 | TOROIDAL GASKET FOR TOP OF FILTER | 162.55
892013822 | GASKET BETWEEN MESH AND ELEMENT | 36.96
898518026 | OIL, MOBIL PEGASUS 1, PER LTR | 47.38
898506913 | AIR FILTER C23610 | 174.29
898506912 | AIR FILTER C14200 | 174.29
898504367 | OIL FILTER YELLOW | 27.89
898504365 | OIL FILTER W713/18 | 26.06
881808316 | CONTROLLER CM700 | 268.4
881807617 | HEAT METER M1200 | 457.31
881807613 | HEAT METER - K1250 | 661.11
881805660 | PUMP GRUNDFOS UPS 25/50 | 202.81
881800001 | PLATE HEAT EXCHANGER 20 PLATE | 213
881573286 | 4 PIN CONNECTOR | 11.2
881573285 | CH CIRCUIT ON/OFF INTERCEPTION | 87.2
881573284 | KEY | 4.26
881573282 | 100 PIECE SET OF SCREWS | 35.52
881573276 | TRIANGLE DOOR LOCK | 5.46
881573270 | ELECTRICAL CONNECTORS | 5.69
881573269 | COPPER STUB PIECE | 11.63
881573265 | PG9 PLUG | 1.39
881573262 | THREADED NIPPLE FOR DPCV VALVE | 6.09
881573259 | MASTER KEY | 8.21
881573258 | CASING LOCK & KEY | 17.02
881573157 | LABEL FOR DISPLAY PCB | 9.44
881571461 | Y STRAINER | 41.14
881571459 | Y STRAINER 1 1/4 WITH MALE | 81.42
881571457 | Y STRAINER 3/4 WITH MALE | 29.51
881571454 | BRASS Y FILTER 3/4 FOR LIQUIDS | 31.82
881571453 | 3/4ö Y STRAINER WITH MALE | 27.23
881568048 | 3/8ö NIPPLE FITTING | 2.48
881558709 | FRONTAL DOOR | 149.19
881558705 | SECURITY SYSTEM BOX | 84.97
881558697 | CAP FOR CASING | 0.58
881558691 | FRONT CASING | 14.25
881558690 | CASING | 103.21
881558689 | COVER FOR LCD DISPLAY (FRONT) | 14.43
881558688 | COVER FOR LCD DISPLAY (SIDE) | 23.75
881558686 | COVER FOR LCD DISPLAY (REAR) | 7.85
881557892 | COVER FOR LCD DISPLAY (FRONT) | 6.64
881557891 | SAFETY TERMINAL BOARD SUPPORT | 12.98
881557890 | SAFETY ELECTRIC BOX BASE | 10.01
881557889 | PAINTED FRONT DOOR | 32.9
881556546 | ELECTRIC BOX BASE | 16.36
881556537 | PLATE HEAT EXCHANGER MOUNTING | 12.75
881809616 | HIGH LIMIT STAT | 65.03
889020983 | SAFETY VALVE PRV - BOILER | 123.36
889013827 | BURNER DOOR SEAL | 11.58
889013822 | O RING SET FOR HEAT EXCHANGER | 35.24
889012423 | TANK IMMERSION SENSOR | 54.37
889012422 | T4 SENSOR 22MM CLIP | 54.37
889005661 | PUMP - CHARGING WILO Z20/7 | 768.13
889005660 | PUMP - BOILER GRUNDFOS 15-70HB | 1108.9
889004358 | FAN ASSEMBLY | 449.13
889001303 | IGNITION AND IONISATION ELECTRODE | 89.56
889000001 | HEAT EXCHANGER - BOILER | 2335.93
887050073 | EXPANSION VESSEL 18L (FLAT) | 95.63
887020986 | PRESSURE RELIEF VALVE 3 BAR 34 | 32.88
887020985 | 6 BAR T&P VALVE 3/4 | 109.26
887020983 | PRESSURE REDUCING VALVE 3 BAR | 88.21
887020982 | 6 BAR T&P VALVE 1 1/4 | 524.62
887020981 | SAFETY VALVE 3/4 3 BAR | 41.48
887012422 | SENSOR T2 | 36.79
887006912 | PCB (CYLINDER) | 968.92
887005662 | PUMP GRUNDFOS UPML 25-105 130 | 826.14
887005660 | PUMP 15/50 - LOADING PUMP | 934.48
887000004 | SWEP 40 PLATE HEAT EXCHANGER | 571.93
884004358 | FAN ASSEMBLY | 736.53
882504959 | GAS VALVE | 249.81
881873259 | FILLING LOOP | 45.63
881871455 | STRAINER 0 35MM MESH | 75.83
881871454 | STRAINER | 78.12
881870654 | CASING CLIP | 2.48
881852828 | PUMP VALVE | 19.96
881850075 | 8L EXPANSION VESSEL | 64.07
881820992 | 3/4 FEMALE END VALVE (BLUE) | 47.96
881820990 | AUTOMATIC BYPASS VALVE | 118.24
881820988 | DHW PRE-HEAT VALVE | 165.39
881820984 | VTR VALVE (TEMP CONTROL VALVE) | 216.63
881820981 | TWO PORT VALVE (22MM) HONEYWELL | 192.83
881816143 | TEE PIECE TO DPCV SENSOR | 14.75
881816142 | TEE PIECE TO AIR VENT | 41.66
881013829 | O RING FOR SENSOR ON HEAT METERS | 1.6
852016137 | TUBE PLASTIC (16X4X350MM) | 28.11
852016132 | MIXING TUBE GAS-AIR | 232.54
852016140 | RETURN PIPE BULK HEAD | 61.9
852016142 | FLOW CONNECTOR PIPE | 97.28
852016146 | FLOW PIPE TO HEAT EXCHANGER | 88.45
852016129 | FLOW PIPE ELBOW TO REPLACE | 26.9
852016127 | FLOW PIPE | 590.15
852016126 | FLEXIBLE PIPE L=570MM | 121.94
852016147 | RETURN PIPE TO HEAT EXCHANGER | 88.77
852016148 | GAS INLET PIPE (FLEXIBLE) | 239.78
852016149 | FLOW PIPE, PRIMARY, FOR PLATE HEAT | 94.36
852016154 | RETURN PIPEWORK TO PUMP | 116.09
852016158 | COLD WATER INLET PIPE | 54.46
852020982 | MOTORIZED VALVE (BODY ONLY) | 199.74
852025489 | BURNER LANCE | 371.25
852013854 | GASKET KIT, WATER | 51.96
852013849 | WASHER FOR BURNER LANCE SCREWS | 3.92
852013847 | SEAL FOR FLUE PIECES DN 80 | 14.93
852013842 | FIBRE WASHER FOR PUMP | 7.69
852013841 | O RING FOR PRESSURE VESSEL | 4.96
852013839 | O RING FOR FLUE SENSOR | 7.69
852013837 | O RING FOR FAN | 10.72
852013836 | GASKET HEAT EXCHANGER TO FLUE | 34.78
852013834 | GASKET FROM GAS CANAL SHIELD TO GAS | 26.9
852013833 | GASKET FROM FAN TO GAS CANAL SHIELD | 20.54
852013832 | GASKET FOR QAK36 SENSOR (D=14MM | 5.62
852013830 | GASKET FOR GAS PIPE (BULK HEAD) | 8.6
852013829 | GASKET FOR FAN - GAS-AIR PIPE | 20.54
852013827 | WASHER FOR UNIONS (21X30X2MM) | 6.58
852025490 | BURNER LANCE | 300.92
858043765 | RESISTOR 1K OHM (DUMMY OAS) | 1.18
858013855 | GASKET, 37X29X2 RUBBER FOR GAS | 3.74
858013854 | GASKET FOR PIPEWORK ON CONNECTION | 28.45
857012423 | HOT WATER PIPE SENSOR NTC | 57.39
857012421 | SENSOR NTC 18MM | 57.39
857011719 | WATER FLOW TURBINE/SENSOR -BOILER | 171.37
857006361 | PCB - (BOILER) (BLUE CASING) | 811.18
857001303 | IGNITION/IONISATION ELECTRODE | 100.13
856043766 | RESISTOR 1K5 | 4.16
856023735 | TEST NIPPLE FOR FAN ASSEMBLY | 5.55
852073267 | HYDRAULIC CONNECTION SCREW | 30.75
852073258 | AIR LIMITER DISK | 36.02
852070655 | CONDENSATE CLIP | 7.69
852070654 | CLIPS FOR PIPE TO HEAT EXCHANGER | 7.36
852062697 | SCREW FOR GAS-AIR MIXING PIPE | 4.96
852062694 | SCREW FOR BURNER LANCE | 3.77
852061692 | SCREW / BOLT M4 X 8MM | 7.69
852057892 | BOTTOM CASING PANEL, HINGED | 209.32
852056536 | SUPPORT ARM FOR HEAT EXCHANGER | 71.82
852056534 | BRACKET-CLAMP FOR FLUE | 17.19
852045970 | TRANSFORMER | 84.03
852045969 | IGNITION TRANSFORMER KOS | 79.6
852041362 | FUSE HOLDER FOR CONTROL PANEL | 14.93
852038265 | WIRING LOOM COMPLETE | 200.47
852038264 | WIRING LOOM COMPLETE | 200.47
852038262 | RIBBON CABLE | 19.12
852038261 | RIBBON CABLE (LMU-LCD DISPLAY) | 164.92
852026191 | BURNER DOOR ASSEMBLY COMPLETE | 923.38
852026189 | BURNER DOOR | 261.42
852026188 | BURNER DOOR | 171.36
851538263 | RIBBON CABLE LMU64 TO AGU (MIDDLE | 14.5
851530703 | BOILER CONNECTOR SAMPLE POINT BUNG | 18.58
851530702 | FLUE GAS SENSING TAPPING | 5.92
851530698 | FLUE GAS SENSING PLUG | 5.62
851527494 | PLATE FOR NON RETURN VALVE | 34.19
851526190 | BURNER DOOR ASSEMBLY COMPLETE | 964.55
851520985 | NON RETURN VALVE COMPLETE WITH | 68.44
851520983 | SPRING FOR NON RETURN VALVE | 7.69
851516126 | FLUE GAS COLLECTOR DN160 | 1161.12
851513840 | SEALING WASHER | 5.42
851513839 | SEAL FOR INSIDE CONDENSATE ELBOW | 26.61
851513824 | APPLIANCE FLUE SEAL | 37.32
851513822 | SEALING WASHER | 5.62
851512421 | TEMPERATURE SENSOR QAZ21/0720 | 60.46
851512420 | TEMPERATURE SENSOR QAZ21/0720 | 69.09
849011720 | TWO STAGE CONTROL PANEL 110C | 151.06
849011719 | PRESSURE SWITCH DANFOSS KPI 35 | 151.06
848073258 | BLANKING GROMMET TO CONVERT MD120 | 7.69
848049374 | DAMPER ELBOW C-W NRV | 322.82
848047975 | GAS VALVE BALANCING TUBING | 22.82
848020985 | MODULE NRV | 181.36
848020983 | NON RETURN VALVE FOR DAMPER ELBOW | 22.89
848016140 | BALANCE PIPE FOR GAS VALVE | 35.1
848016139 | TUBE FOR CONDENSATE DRAINAGE | 43.14
848016128 | GAS PIPE FROM GAS VALVE TO DAMPER | 25.4
848013835 | TOP FLUE SEAL FOR FLUE AND AIR | 28.23
848013834 | SEALING GROMMET FOR RECIRCULATION | 35.03
848013829 | O RING 15MM X 2MM EPDM FOR CONDENSE | 6.87
848013824 | GASKET BETWEEN FAN OUTLET/FLANGE | 23.93
848013823 | GASKET FOR GAS COCK 3-4 | 7.07
848011719 | FLOAT SWITCH FOR CONDENSATE | 134.18
848009617 | LIMIT THERMOSTAT (FLAT FACED) C181 | 83.75
848008916 | LCD INDICATOR MODULE COMPLETE | 611.55
851538265 | EARTH LEAD FOR ELECTRODE 450MM | 5.62
852013826 | WASHER FOR UNIONS (17X24X2MM) | 7.69
852012426 | OUTSIDE AIR SENSOR QAC34/101 | 45.66
852012424 | FLUE GAS TEMPERATURE SENSOR | 58.15
852012422 | FLOW-RETURN SENSOR | 78.74
852011719 | FLOW SWITCH DHW | 106.15
852008318 | CONTROL BOX LMU 64.016C180 | 792.4
852008316 | CONTROL BOX LMU 64.015C180 | 538.03
852005665 | PUMP GRUNDFOS UPM2 20-70 | 663.88
852004960 | GAS VALVE 24V | 368.02
852003116 | INJECTOR NAT GAS UK | 20.85
852003115 | INJECTOR NAT GAS UK 10MM | 22.43
852003114 | INJECTOR NAT GAS UK | 20.85
852000005 | PLATE HEAT EXCHANGER | 246.2
852000001 | HEAT EXCHANGER | 1258.64
851570657 | SECURING RING 50-65MM | 17.45
851570653 | CIRCLIP FOR NON RETURN VALVE | 5.62
851569401 | CONDENSATE NEUTRALISING GRANULES | 23.85
851562699 | SCREW FOR FAN INLET TUBE MOUNTING | 5.62
851562697 | SCREW FOR BURNER MOUNTING M6 | 4.96
851561692 | LOCKNUT FOR CONDENSATE ELBOW | 7.69
851538269 | WIRING LOOM PRESSURE SWITCH | 16.89
860008317 | GAS CONTROL BOX LGB22.330A27 240V | 345.83
880139962 | IMMERSION HEATER INCOLOY WITH PLUG | 159.6
880130696 | BLANKING PLUG FOR ELEMENT HOLE | 105.74
880120986 | ARV | 77
880120985 | HONEYWELL 2 PORT ZONE VALVE | 113.85
880120984 | T&P VALVE 3/4 BSP | 58.19
880120983 | T&P VALVE 7 BAR 1 INCH BSP | 608.27
880113823 | FLANGE GASKET DN250 PN6 | 79.24
880073261 | DIP TUBE | 279.91
880073260 | DIP TUBE | 262.11
880035954 | CONTROL STAT KNOB | 18.69
880026191 | BLANKING PLATE FOR IMMERSION | 33.84
880013223 | THERMOMETER (T&G) (ROUND TYPE) | 57.56
866048677 | COUPLING | 179.41
866034764 | ACTUATOR SKP75.003E2 | 3044.73
866034763 | ACTUATOR SK15.000E2 | 1700.56
866034762 | SERVOMOTOR | 2258.62
866030056 | NOZZLE 5.5 X 60S | 28.75
866030055 | NOZZLE 2.5 X 60B | 26.75
866030054 | NOZZLE 3.75 X 60S | 26.75
866030053 | NOZZLE BERGONZO 44.8 GPH 45 DEGREES | 468.6
866030050 | NOZZLE 22.00 GALLON * 60 | 32.6
866030027 | DANFOSS NOZZLE 4.50 GALLON * 45 S | 18.25
866030024 | DANFOSS NOZZLE 4.00 GALLON * 60 S | 29.03
866030020 | DANFOSS NOZZLE 3.50 GALLON * 60 S | 18.25
866030012 | DANFOSS NOZZLE 2.50 GALLON * 60 S | 18.8
866030011 | DANFOSS NOZZLE 2.50 GALLON * 45 S | 18.25
866030010 | DANFOSS NOZZLE 2.25 GALLON * 60 S | 18.25
866030007 | DANFOSS NOZZLE 2.00 GALLON * 45 S | 25.49
866030003 | DANFOSS NOZZLE 1.50 GALLON * 45 S | 25.49
866030002 | DANFOSS NOZZLE 1.25 GALLON * 60 S | 18.25
866030001 | DANFOSS NOZZLE 1.25 GALLON * 45 S | 25.49
866027493 | DIFFUSER | 443.06
866016128 | OIL HOSE | 103.58
866013830 | BURNER GASKET | 88.33
866011723 | PRESSURE SWITCH | 204.38
866011722 | GAS PRESSURE SWITCH (RIELLO RLS28) | 199.55
866011118 | PRESSURE GAUGE | 78.61
866008331 | MODULATION CONTROL PACKAGE | 1269.15
866008328 | CONTROLLER SIEMENS | 2430.4
866004963 | GAS VALVE FOR GAS TRAIN MBC1200 | 3166.72
866001339 | IGNITION ELECTRODE RIGHT HAND SIDE | 152.55
866001338 | IGNITION ELECTRODE LEFT HAND SIDE | 89.26
866001318 | IGNITION ELECTRODE - LONG | 83.17
866001317 | IGNITION ELECTRODE - LONG | 83.17
863029996 | NOZZLE | 25.97
86013000 | ANELLO SERRAGGIO D28 RACCORDO MAND./RIT. | 5.46
860008321 | CONTROL BOX (SATRONIC DMG972) | 234.16
866073269 | UV CELL RIELLO | 540.83
870073260 | PUSH FIT TOOL FOR PIPE CONNECTIONS | 29.37
870073259 | WATER TANK | 61.79
870058690 | CASING | 86.89
870050628 | ELBOW FITTING | 3.37
870050627 | NIPPLE FITTING | 3.92
870050626 | PUSH TYPE FITTING | 13.73
870047973 | PRESSURE CONNECTOR, MULTI WAY | 21.02
870047971 | MAINS CONNECTOR & CABLE ASSEMBLY | 91.78
870038258 | LEAD (PRESSURE SENSOR TO ELECTRONIC | 17.14
870020995 | PUMP INLET ISOLATION VALVE AND | 15.08
870020993 | INLET BRASS CONNECTOR | 19.57
870020991 | OUTLET ISOLATION VALVE C/W FLEXIBLE | 20.25
870020989 | PUMP INLET ISOLATION VALVE | 27.04
870020987 | VALVE - 1-2 PRESSURE REDUCING | 138.04
870020985 | FLOAT VALVE - SIDE INLET | 72.52
870020981 | CHECK VALVE / NON RETURN VALVE - | 31.27
870016129 | PLASTIC PIPEWORK REPLACEMENT - TANK | 59.93
870013825 | O RING FOR PUMP | 5.42
870011722 | WATER LEVEL SWITCH | 43.52
870011119 | PRESSURE GAUGE 0-10 BAR (BOTTOM | 29.2
870011118 | PRESSURE GAUGE 0-6 BAR 1000MM | 36.57
870008320 | UPGRADE KIT (TWIN) 4 TO 16 DIGIT | 373.43
870008318 | PCB | 126.24
870008315 | CONTROL BOX COMPLETE (TWIN) | 422.8
870008314 | PCB FOR CONTROL BOX | 400.37
868555532 | BOLT FOR CASING PANELS | 16.94
866073272 | CONNECTOR | 23.91
866073271 | PUSH BUTTON | 213.9
866073270 | PUSH BUTTON | 234.9
64202579 | GASKET (DISPLAY) | 6.2
64202563 | AIR INTAKE RESTRICTOR R607 | 14.56
64202595 | DOOR (EXCHANGER) | 324.16
64202556 | AIR INTAKE CONNECTION R605-R607 | 69.92
64202545 | RADIATION PANEL RIGHT COMPL. R601, R604 | 156.05
64202541 | RADIATION PANEL LEFT COMPL. R601, R604 | 179.15
64202508 | "CONNECTION G1""1/4-RP1""1/2" | 39.55
64202506 | "DOUBLE NIPPLE G1""1/4-R1""1/4" | 25.25
64202476 | BURNER/1ST HEAT EXCHANGER IP R603 | 5644.73
64202676 | HEAT EXCHANGER 140 KW (LOWER PART) | 2424.6
64202645 | PRINTED CIRCUIT BOARD LMS14 R6.1 140KW | 163.5
64202644 | PRINTED CIRCUIT BOARD LMS14 R6.1 120KW | 163.5
64202643 | PRINTED CIRCUIT BOARD LMS14 R6.1 100KW | 163.5
64202641 | PRINTED CIRCUIT BOARD LMS14 R6.1 70KW | 163.5
64202619 | SPREADER PLATE | 316.47
64202605 | GASKET (COLLECOTR-DELIVERY) | 15.68
64202602 | HEAT EXCHANGER 60-80 KW (LOWER PART) | 1914.35
64202163 | GASKET NEOPR. D: 44-32-2 TRIGON L | 13.79
64202161 | KIT TSE 397C-K | 169.38
64202072 | CONVERSION CABLE | 521
64202045 | SET CLAMPRING D:50-65 | 67.14
64202026 | GASKET D: 38-30-1.5 FRENZELITE | 11.8
64201982 | RECUP. OF CONDEN. TOP FIX. + GASKET | 280.52
64201981 | RECUP. OF CONDEN. TOP FIX. + GASKET | 859.38
64202165 | AIR/GAS SPREADER PLATE | 230.9
64202449 | CONTROLLER LMS 14 3. 8 R5. 5 R607 | 665.67
64202447 | CONTROLLER LMS 14 3. 8 R5. 5 R605 | 437.54
64202444 | CONTROLLER LMS 14 3. 8 R5. 5 R602 | 437.54
64202323 | NON RETURN VALVE 5/4" | 29.19
64202298 | FAN ADAPTER R3456 0-6ö | 457.5
64202284 | FAN ASSY | 162.87
64202228 | BRACKET IGNITION TRAFO THL 100-145 | 9.04
64202212 | REAR CASING SUPPORT SET R604 | 188.76
64202169 | AIR/GAS SPREADER PLATE R605 | 197.6
64202166 | AIR/GAS SPREADER PLATE | 245.3
64202684 | BASE COVER PLATE TRIGON XL 150 | 475.5
64202827 | HEAT EXC. 2ND+3RD HE TR-XL570 | 9418.95
64202825 | CASING (R.H.SIDE) 570 KW | 696.6
64202824 | CASING (L.H.SIDE) 570KW | 696.6
64202823 | CASING (TOP) | 271.42
64202822 | PIPE DN100 L845 | 55.1
64202821 | PIPE (MIXER-GAS VALVE) | 384.4
64202820 | MIXER AIR/GAZ VMU680A1009 | 585.2
64202819 | BASE COVER PLATE TRIGON XL 570 | 844.9
64202818 | SEAL FLUE GAS COND TRAY TR-XL 500 | 69.09
64202816 | HEAT EXC. 2ND+3RD HE TR-XL500 | 10300.55
64202810 | PIPE (PLASTIC- DN100 L=240) | 27.1
64202809 | PIPE (PLASTIC- DN100 90░) | 61.7
64202808 | PIPE (PLASTIC-DN80 L=770) | 50.7
64202807 | FLANGE AIR INLET | 115
64202806 | PIPE (GAS INLET) 500-570KW | 203
64202803 | PIPE (MIXER-GAS VALVE) 500KW | 382.2
64202802 | MIXER AIR/GAZ VMU500A1009 | 585.2
64202801 | BASE COVER PLATE TRIGON XL 500 | 739
64202795 | CASING (R.H.SIDE) 400KW | 618
64202794 | CASING (L.H.SIDE) 400KW | 609.3
64202793 | CASING (TOP) TR-XL 400 | 233.7
64202792 | PIPE DN80 L225 | 32.5
64202791 | GAS VALVE VR434VE5047-0000 | 1205.7
64202789 | PIPE (MIXER-GAS VALVE) 400KW | 161.28
64202788 | MIXER VMU400A1010 | 316.9
64202787 | BASE COVER PLATE TRIGON XL 400 | 677.2
64202786 | PIPE (RETURN) 300-570KW | 120.15
64202784 | PIPE (FLOW) | 157.23
64202830 | SEAL FLUE GAS COND TRAY TR-XL 570 | 74.43
64202964 | GAS VALVE | 946.6
64202961 | HEADER (PRIMARY HEAT EXC.B I/O 300-570) | 630.8
64202949 | WALL MOUNT BRACKET GENUS HP 45-65 | 39.23
64202936 | CONTROL PANEL | 66.3
64202934 | FRAME 570 | 1487.5
64202932 | FRAME 400 | 1385.8
64202931 | FRAME 300 | 1379.6
64202930 | FRAME 250 | 1347.7
64202929 | FRAME 200 | 1291.2
64202928 | FRAME 150 | 1284.6
64202926 | PANEL (REAR-COMPLETE) | 227.7
64202925 | BACK PANEL (COMPLETE) | 192.1
64202923 | CONDENSATE TRAY FRONT R3603 | 1205.55
64202867 | VALVE S.0213 BASIC 1.1/2 | 80.38
64202839 | FLEXTUBE DN40 EPDM LENGHT 600MM | 148.02
64202833 | BRACKET AIR INLET TR-XL 500-570 | 27.5
64202719 | VALVE FLUE GAS TR-XL 150 + 200 | 190.95
64202718 | BRACKET (SPARK GENERATOR) | 26.9
64202715 | HEADER (HEAT EXC.3RD I/O 150-250) | 511.1
64202714 | HEADER (PRIMARY HEAT EXC.3RD RET 150-250 | 456.7
64202713 | HEADER (PRIMARY HEAT EXC.2ND HE 150-250) | 467
64202712 | HEADER (HEAT EXC. 1ST HE 150-250) | 458.4
64202711 | HEADER (PRIMARY HEAT EXC.B RET.150-250) | 449.4
64202710 | HEADER (PRIMARY HEAT EXC.B I/O 150-250) | 484.6
64202692 | FLANGE (AIR INLET) | 77
64202680 | GASKET (PILOT BURNER) | 41.2
64202642 | PRINTED CIRCUIT BOARD LMS14 R6.1 80KW | 163.5
64202688 | BRACKET (AIR INLET PIPE) | 23.5
64202701 | CASE PANEL (R.H.SIDE) | 587.3
64202700 | CASE PANEL (L.H. SIDE) | 587.3
64202699 | CASING (TOP) | 352.5
64202696 | WHEEL | 16.96
64202695 | PIPE (GAS INLET) | 176.3
64202694 | PIPE (MIXER-GAS VALVE) | 365.4
64202690 | GASKET (GAS PIPE-GAS VALVE) | 5.28
64202689 | GASKET (MIXER-GAS PIPE) | 5.6
64202686 | PIPE (DN50-L=415) | 21.8
64202685 | PIPE (DN 80-90░) | 18.49
64202781 | HEADER HEAT EXC. 3RD RET 300-570 | 553.2
64202775 | HEADER HEAT EXC. 3RD I/O 300-570 | 652.8
61009660 | PRINTED CIRCUIT BOARD | 290.74
64202771 | CASING (R.H.SIDE) | 601.3
61009995 | PRINTED CIRCUIT BOARD | 219.25
64202767 | PIPE (DN80 L=200) | 31.9
61009996 | PRINTED CIRCUIT BOARD | 277.07
64202766 | BRACKET AIR INLET TR-XL 300-400 | 34.1
61014561 | PRINTED CIRCUIT BOARD | 241.05
64202765 | PIPE (MIXER-GAS VALVE) | 361.1
64202764 | BASE COVER PLATE TRIGON XL 300 | 589.8
64202759 | HEAT EXC. 2ND+3RD HE TR-XL250 | 4644.9
64202758-01 | HEAT EXC. BURNER+1ST HE TR-XL250 | 4335.08
64202754 | PIPE (DN60 L=585) | 23.1
64202753 | PIPE (GAS INLET) | 183.6
64202752 | MIXER AIR/GAZ VMU335A1000 | 306.6
61014226 | WIRE ASSEMBLY | 201.69
64202750 | SEAL FLUE GAS COND. TRAY TR-XL 200 | 63.12
64202747 | HEAT EXC. 2ND+3RD HE TR-XL200 | 4780.3
64202746-01 | HEAT EXC. BURNER+1ST HE TR-XL200 | 4160.6
64202745 | CASING (R.H.SIDE) | 617.2
64202744 | CASING (L.H.SIDE) | 617.2
64202743 | CASING (TOP) | 459.4
64202742 | PIPE (DN60-L=515) | 21.1
64202741 | PIPE (GAS INLET) | 180
64202740 | PIPE (MIXER-GAS VALVE) | 361.1
64202739 | BASE COVER PLATE TRIGON XL 200 | 524.5
64202726 | PIPE (RETURN) | 95.68
64202725 | PIPE (FLOW) | 128.79
64202723 | CONNECTOR HEADERS COATED TR-XL 150-250 | 239.3
64200836 | FRONT INSULATION 980X116X25mm | 39.48
64200835 | FRONT/BACK INSULATION 1ST HE | 163.54
64200854 | CONNECTION HAAKS 1/4 8mm | 10.1
64200820 | ADJUSTABLE FOOT M12X106 | 52.39
64200880 | RELAY 10A/250V-12V | 23.94
64200953 | AIR SEPARATOR | 76.53
64200969 | CLIP - 27024040 - | 3.39
64200504 | ELECTRODE SUPPORT | 74.55
64200503 | EXCHANGER | 7520.17
64200502 | CASING SUPPORT BRACKET | 4.8
64201413 | 2ND EXCHANGER (KIT) | 9854.66
64201404 | BURNER (KIT) | 7761.32
65102747 | FLANGE WITH ANODE | 133.45
64201317 | DOOR ASSY | 652.23
65100802 | ELECTRODE (IGNITION) | 24.08
61314149 | STOPPED WATER THROTTLE BODY | 36.35
64201291 | GASKET | 13.56
64201262 | HEAT EXCHANGER | 5076.72
64200992 | GASKET (IGNITION ELECTRODE) | 6.94
64192413 | COMPRESSOR ZR125KCE-TFD 455 | 2718.65
61400231 | COMBUSTION CHAMBER LINING KIT | 33.8
64192385 | EVAPORATOR | 2405.21
64192153 | EXPANSION VALVE E2V24BSF00 | 108.13
64192089 | SECONDARY EXCHANGER CB60-100 | 967.67
64190685 | CAPACITOR 60MF | 63.17
64190329 | INSULATION ARMAFLEX H22 1395.999-AF-13MM | 13.75
61401804 | CONVERSION KIT NAT > LPG | 117.09
61401803 | WATER SECTION ASSY | 234
61401033 | PUMP TP 32/90 | 1058.49
65105091 | FLOW GROUP | 92.25
64200295 | INJECTOR D:1.85mm | 13.53
64200230 | BURNER (KIT) | 7317.04
64200222 | BURNER (KIT) | 8166.8
64200122 | INJECTOR D:1.8mm | 13.53
64200076 | PUMP TOP-S 30/7 - R30/100-120 | 578.04
61001900 | PRESSURE RELIEF VALVE KIT | 37.67
64201728 | MODULE HMI AVS37.394/267 RMX | 293.8
64201722 | GASKET | 6.95
64201915 | SHEET GASKET D: 24-17-2 | 7.14
64201873 | GASKET D:200mm EPM | 117.76
61018428 | CONVERSION KIT BUT/PROP > NAT | 77.98
61018567 | CONVERSION KIT LPG > NAT | 116.21
64201832 | IONIZATION CONTRO (IFW15) | 1090.48
64201784 | REFURBISHEMENT KIT G1-G3 R607 | 855.96
64201779 | REFURBISHEMENT KIT G1-G3 R602 | 594.5
64201604 | 2nd&3rd HEAT EXCHANGER + GASKET IP | 9412.3
64201602 | 2nd&3rd HEAT EXCHANGER + GASKET IP | 5642.87
64201576 | CABLE FOR PROGR. TERMINAL | 35.59
64201574 | VARIATOR OF FREQUENCY DANFOSS 132F0007 | 594.9
64201541 | FRONT PANEL WHITE | 169.35
61011475 | D.H.W. EXPANSION VESSEL KIT | 92.82
64201508 | EXCHANGER | 11574.2
64201503 | EXCHANGER | 11762.4
64201492 | HEAT EXCHANGER | 8173.75
64201491 | EXCHANGER | 11755.48
64201431 | SEAL (SILICON TUBE) | 26.54
64201704 | MONOTUBE TH L 85 | 235.99
64201702 | FLUEGAS VERTICAL ADAPTATER D:130mm | 51.27
64201693 | GASKETS SET | 228.31
64201686 | INSULATION | 265.32
64201683 | GASKET KIT | 38.86
64201660 | PIPE (C.H. RETURN) | 51.78
64201652 | INSULATION (SIDE PANEL) | 36.96
64990138 | NUT 15MM COMPRESSION FITTING | 10.44
64203271 | FRAME WHEEL | 85.8
64203735 | GASKET D:250 mm | 60.56
64203734 | GASKET D:200 mm | 45.8
64990136 | KNEEFITTING 15 X 15 COMPR. | 27.19
64990132 | T-PIECE 28X1/2 INCH INT. X 1 INCH EXT. | 75.76
64203515 | FUSE DIN NH 000, GG, 600V (10.3 X 38) 6A | 27.1
64990211 | CATCH STRING HYDRAULICBLOCK (10X) | 12.71
64203516 | FUSE DIN NH000GG 600V (10.3X38) 10A | 29
64990215 | PUMP UPM3 15-75 A-LABEL | 376.53
64990228 | CONNECTOR (ROOM SENSOR) 3615-1 02 K13 | 11.51
64990120 | CONTROL UNIT THISION S PLUS 54 | 186.75
64990117 | CONTROL UNIT THISION S PLUS 34 | 186.75
64990108 | MIDDLE FRONT PLATE CASING BOTTOM | 50.13
64990107 | MIDDLE FRONT PLATE CASING TOP | 63.99
64990106 | RIGHT SIDE PART CASING | 50.82
64990104 | FRONT PLATE CASING S35-S54 | 53.53
64990103 | FRONT PLATE CASING S13-S34 | 47.69
64990101 | BOTTOM PART CASING S35-S54 | 52.57
64990100 | BOTTOM PART CASING S13-S34 | 46.81
64990099 | LEFT FRONT PLATE CASING | 69.91
64990098 | LEFT SIDE PART CASING | 46.81
64990096 | TOP CASING S35-S54 | 62.16
64990230 | PLUG LOCK OFF | 10.38
64990275 | FEED THROUGH CONDENSATE DRAIN CPL. | 20.93
65104319-01 | PUMP 5M 2V WILO | 181.77
64990256 | PLUG GASVALVE | 8.97
65103096 | PUMP | 276.35
65103478 | PROBE | 16.13
65105901 | PUMP | 276.35
64990038 | PIPE CYLINDER-3W.VALVE | 28.88
65105957 | PRINTED CIRCUIT BOARD LMU | 434.19
64990033 | CARTDRIDGE VC-3 WAY VALVE | 59.03
64990028 | MOUNTING STRIP OSS2 COMBI | 27.22
64990027 | GAS PIPE FITTING 3/4"+O-RING OSS4 | 160.55
64990018 | CO-AXIAL FLUE ADAPTER Ï80/125 | 23.29
64990001 | CASING COMPL.THISION S35-S54 | 430.21
64980076 | CONTROL PANEL COVER | 15.5
61303461 | PUMP + AIR SEPARATOR 15/60 | 303.93
64990093 | PIPE D.15 MIX | 38.22
64990090 | PIPE D.15 HOTW. MIXINGVALVE | 38.31
64990084 | BRACKET CLIP IN MODULES | 30.18
65070135 | DHW HEAT EXCHANGER | 185.15
64990067 | CONNECTOR 3-POLE YELLOW | 9.46
64990046 | FLOW/RETURN PIPE OSS2 | 72.79
64990637 | TOP PANEL SE COMPACT | 74.77
64990636 | TOP PANEL DE COMPACT | 86.6
64990635 | TOP PANEL SE STANDARD | 84.7
64990633 | ADAPTER D.=130/130MM | 48.38
64990631 | LIPRING 130 RED | 4.44
64990629 | CLAMP RING IN/OUTLET D.=130MM | 9.57
64990628 | CLAMP RING IN/OUTLET D.=100MM | 9.92
64990618 | FLUE PIPE D.=110MM CPT | 48.5
64990617 | CLAMP RING FLUE D.=110MM | 21.11
64990615 | TUBE GAS MAIN FSBC CPT | 75
64990609 | GAS COUPLING SE | 56.5
64990608 | GAS COUPLING DE | 55.6
64990607 | TUBE GAS SECUNDARY ICONXL 2 RIGHT | 75
65074449 | AIR PRESS.SWITCH LGW 10 A2P 1-10MB | 65.17
64990606 | TUBE GAS SECUNDARY ICONXL 1 RIGHT | 72.6
64990605 | TUBE GAS SECUNDARY ICONXL 2 LEFT | 71.1
64990604 | TUBE GAS SECUNDARY ICONXL 1 LEFT | 70.7
64990603 | TUBE GAS PRIMARY RIGHT | 50.12
64990602 | TUBE GAS PRIMARY LEFT | 46.7
64990643 | PLUG RED D.=24MM | 27.1
64990679-01 | CONTROL UNIT SLAVE FS/WHBC | 66.88
64990679 | CONTROL UNIT SLAVE FS/WHBC | 189.58
64990678 | CONTROL UNIT MASTER FS/WHBC | 158.46
65102297 | GASKET (ELECTRODE DETECTION) | 3.11
64990662 | HYDRO TUBE CLIP (4 PCS) | 18.45
64990659 | PUMP WILO FOR 25-130/8-75/IPWM1-12 | 240.4
64990657 | FLOW PIPE HEX RIGHT | 111.6
64990650 | SEALING AIR BOX | 18.17
64990649 | PANEL RIGHT SIDE COMPACT | 107.6
64990648 | PANEL RIGHT SIDE STANDARD | 112.1
64990647 | PANEL LEFT SIDE COMPACT | 106.9
64990646 | PANEL LEFT SIDE STANDARD | 112.46
65105720 | SERVICE KIT (DIVERTER VALVE) | 73.31
64990510 | SCREW M6X12 STAINL.STEEL (3 PCS) | 24
64990508 | MAINSWITCH 230V CBR-AP | 22.06
64990457 | CONTROLLER LMS 6.1 RECTIF. THS. PLUS 46 | 399.44
64990450 | INJECTOR 5,70 MM PROPANE | 27.37
64990423 | CRIMP CONNECTION D 15MM | 26.25
64990410 | THREADED CONNECTION 28X28MM | 9.42
64990340 | GROMMET SET PG11 | 12.87
64990601-01 | GASVALVE ICON XL VERS.2 | 231.91
64990601 | GASVALVE ICON XL | 250
64990594 | CLAMP BAR TOP PART H.EX. ICONXL-2 | 40.7
64990593 | CLAMP BAR TOP PART H.EX. ICONXL-1 | 39.8
64990592 | BURNER iCONXL-2 | 177.2
64990587 | BOLT M4X12 (3 PCS) | 28.1
64990584 | O-RING D.=70.00X3.00MM NBR (2 PCS) | 15.02
64990575 | GASK. BURN./TOP PART HE ICONXL-2 | 34.8
64990574 | GASK. BURN./TOP PART HE ICONXL-1 | 33.8
64990573 | GASK.HEAT EXCH/TOP PART ICONXL-2 | 36.5
64990572 | GASK.HEAT EXCH/TOP PART ICONXL-1 | 36.2
64990535 | MOUNTING CLIP PRESSURE SWITCH | 16.22
64990684 | CABLE HARNESS MASTER FS/WHBC | 264
64203251 | GAS PIPE 100 KW | 93.95
64203240 | SAFETY VALVE 3/4" 6BAR | 45.68
65100700 | CABLE (MOTOR) | 23.04
65103423 | CONTROL PANEL WIRING | 13.81
65100704 | EARTH CABLE (VALVE) | 3.13
65101271 | EARTH CABLE (FAN) | 2.29
65101273 | CABLE (FAN/AIR PRESSURE SWITCH) | 12.15
64203275 | 1░ HEAT EXCHANGER XXL SE750 EVO 700 | 4232.1
64203280 | PIPE (WATER SUPPLY-COMPLETE) | 1126.7
64203281 | GAS VALVE BUTTERFLY R3456 | 566.21
64203184 | COND. TRAY STAINLESS STEEL TR-XL 570 | 620.22
64203181 | COND. TRAY STAINLESS STEEL TR-XL 300 | 718.1
64203180 | COND. TRAY STAINLESS STEEL TR-XL 250 | 680.9
64203179 | COND. TRAY STAINLESS STEEL TR-XL 200 | 722.6
64203178 | COND. TRAY STAINLESS STEEL TR-XL 150 | 591.9
64203162 | PIPE (RETURN) 300-570KW IP | 413.9
64203161 | PIPE (FLOW) IP | 522.6
64203160 | HEADERS TR-XL 300-570 IP | 502.2
64203159 | HEADER HEAT EXC. 3RD I/O 300-570 IP | 1549.6
64203158 | HEADER HEAT EXC. 2ND HE 300-570 IP | 2297.4
64203283 | ANTI RESONANCE BAR 1080 | 301.2
64203339 | ANTI RESONANCE BAR 780 | 144.54
64203338 | PIPE (WATER RETURN) | 232.2
64203337 | PIPE (WATER SUPPLY) | 1155.5
64990680 | HMI ELCO FS/WHBC SE | 198.6
64203336 | ELBOW (PRIMARY HEAT EXC. SUPPLY RETURN) | 192.8
64990681 | HMI ELCO FS/WHBC DE | 199.9
64203335 | INSULATION (BURNER HEAT EXCHANGER) | 784.41
64203332 | BURNER | 7477.15
64203330 | 1░ HEAT EXCHANGER XXL SE850 EVO800 | 5561.99
64990704 | WHEEL FSBC (4 PCS) | 29.21
64203328 | 2░ HEAT EXCHANGER XXL SE850 | 8363.64
64203327 | CONDENSATE TRAY FRONT | 1285.06
64203325 | FRAME (LOWER PART) | 1445.4
64203324 | ANTI RESONANCE BAR 980 | 163.45
64203315 | FRAME (LOWER PART) | 1462.46
64203314 | ELBOW (PRIMARY HEAT EXC. SUPPLY RETURN) | 226.7
64203310 | CABLE (HALL SENSOR) | 92
64203309 | CABLE (PRESSURE SWITCH/PNUL SWITCH) | 105.5
64203308 | CABLE (GAS VALVE) | 98.7
64203304 | CABLE (PILOT GAS VALVE) | 104.1
64203302 | WIRING (FLOW SWITCH) 2X1 MMQ | 106.6
64203301 | WIRING (PRESSURE SENSOR) | 99.1
64203289 | PANEL (FRONT-R.H.SIDE) | 1061.6
64203270 | FRAME (LOWER PART-750 KW) | 1402.1
64203182 | COND. TRAY STAINLESS STEEL TR-XL 400 | 554.5
64203300 | WIRING (PROBES) | 61.78
65101275 | INTER IGNITION BLADE | 5.77
64203297 | DISPLAY PLATE TRXXL | 57.4
64203296 | COVER AIR INTAKE HOLE TRXXL | 193.7
64203295 | PANEL (TOP-LEFT) | 1066.3
64203294 | PANEL (TOP-SHORT) | 1044.2
64203293 | PIN CASING M6 | 2.77
64203291 | PANEL (L.H.SIDE) | 1053.9
65100295 | FRAME SUPPORT | 6.19
64203286 | AIR INLET GRID | 31.47
64203285 | BODY AIR INTAKE BOX ASS 34-3500 XXL | 823.11
64203284 | MOTOR (FAN)+HALL SENSOR | 1178.3
64203011 | P.C.B. (MAIN) 200 KW G20 | 407.49
64203009 | MODULE HMI AVS37.296/141 | 271.98
64203006 | PUMP WILO STRATOS 32/1-10 PN6/10 EXT.OFF | 1464.25
64203000 | HEAT EXCHANGER 120 KW (LOWER PART) | 4445.88
64202995 | GASKET Ï54X41X2 EPDM | 6.73
64202994 | AIR INTAKE CONNECTION D100-150 MM | 135.4
64202993 | AIR INTAKE CONNECTION TR XL 150-400 | 129
64202991 | RESTRICTION PLATE D=18 | 58.2
64202990 | RESTRICTION PLATE D=15.5 | 41
64202989 | RESTRICTION PLATE D=14.5 | 41.2
64202988 | RESTRICTION PLATE D=13.5 | 41
64202987 | RESTRICTION PLATE D=12,5 | 34.4
64202986 | RESTRICTION PLATE D=11.5 | 41
64202985 | PIPE (DN80-L=640) | 42
64202984 | PIPE (DN80-L=565) | 39.4
65103426 | KNOB COVER | 1.59
64202981 | REDUCTION 150 KW | 27.9
64202980 | REDUCTION 200-250 KW | 29.1
65102552 | GAS PIPE | 12.06
64202973 | PLATE ADAPTER | 129.1
64202971 | AIR/GAS SPREADER PLATE | 411.9
64202970 | AIR/GAS SPREADER PLATE | 396.4
65103139 | FLOW GROUP | 22.09
65103161 | FIXING SCREW | 4.04
64202968 | AIR/GAS SPREADER PLATE | 353.9
65103277 | BURNER | 111.78
64203156 | HEADER (PRIM.HEAT EXC.B RET.300-570) IP | 1942.1
65103348 | FLUE (EXHAUST MANIFOLD / HEADER) | 19.35
64203155 | HEADER (HEAT EXC. 1ST HE 300-570) IP | 1403.6
64203154 | HEADER (PRIM.HEAT EXC.B I/O 300-570) IP | 1476
64203142-01 | P.C.B. LMS 14 6.3 250 KW G20 IP | 475.8
64203140-01 | PC.B. LMS 14 6.3 150 KW G20 IP | 475.8
64203139 | PIPE (RETURN) IP | 807.2
64203138 | PIPE (FLOW) IP | 481.6
64203137 | CONNECTOR HEAD. TR-XL 150-250 IP | 564.3
64203135 | HEADER (PRIM.HEAT EXC.3RD RET 150-250 IP | 2215.07
64203134 | HEADER (PRIM.HEAT EXC.2ND HE 150-250) IP | 2570.66
64203133 | HEADER (HEAT EXC.3RD I/O 150-250 IP) | 2826.88
64203132 | HEADER (PRIM.HEAT EXC.B RET.150-250 IP) | 2109.1
64203131 | HEADER (HEAT EXC. 1ST HE 150-250 IP) | 2664.64
64203130 | HEADER (PRIM.HEAT EXC.B I/O 150-250 IP) | 2804.71
64203127 | SUPPORT GAS PIPE TR-XL | 28.6
64203103 | HEAT EXC. 2ND+3RD HE TR-XL500 IP | 10880.2
64203102 | HEAT EXC. 2ND+3RD HE TR-XL400 IP | 9993.4
64203100 | HEAT EXC. 2ND+3RD HE TR-XL250 IP | 5103.09
64203099 | HEAT EXC. 2ND+3RD HE TR-XL200 IP | 6353.72
64203098 | HEAT EXC. 2ND+3RD TR-XL150 IP | 5517.5
64203096 | HEAT EXC. BURNER+1ST HE TR-XL500 IP | 10101
64203095 | HEAT EXC. BURNER+1ST HE TR-XL400 IP | 9555.9
64203093 | HEAT EXC. BURNER+1ST HE TR-XL250 IP | 4877.03
64203092 | HEAT EXC. BURNER+1ST HE TR-XL200 IP | 6157.83
64203091 | HEAT EXC. BURNER+1ST HE TR-XL150 IP | 4330.33
65101954 | CASE PANEL (L.H. SIDE) | 47.83
64203341 | PANEL (REAR-UPPER) | 914.39
64210206 | FLOW SWITCH F61SB-9100 | 312.7
64203785 | PLATE ANTIRESONANCE | 65.25
64203760 | GASKET 10X30 EPDM 55 | 15.55
64203755 | COUPLING GAS VALVE | 69.51
65101953 | CASE PANEL (R.H. SIDE) | 26.21
64203754 | DIRT COLLECTOR+SIPHON | 160.41
65100253 | GASKET KIT MOTOR | 12.17
65100684 | BY-PASS PIPE | 10.64
64203709 | SEAL FLUE GAS 3,3X1,5-2800 | 12.16
65100693 | IGNITION ELECTRODE (R.H.) | 7.02
64203690 | HEAT EXC. 2ND+3RD HE TR-XL570 IND | 11049.12
64203689 | HEAT EXC. BURNER+1ST HE TR-XL570 IND | 9329.8
64203687 | HEAT EXC. 2ND+3RD HE TR-XL500 IND | 10232.13
64203686 | HEAT EXC. 2ND+3RD HE TR-XL400 IND | 9374.68
64203685 | HEAT EXC. BURNER+1ST HE TR-XL400 IND | 8506.61
64203683 | HEAT EXC. BURNER+1ST HE TR-XL250 IND | 6064.2
61015959 | CONVERSION KIT LPG > NAT | 38.12
64280640 | 1ST HEAT EXCHANGER | 6000.1
64280638 | 2ND EXCHANGER (KIT) | 7703.15
64280637 | 1ST HEAT EXCHANGER | 5839.08
64280636 | BURNER (KIT) | 10766.91
64280635 | 2ND EXCHANGER (KIT) | 12028.09
64280634 | 1ST HEAT EXCHANGER | 7679.54
64280633 | BURNER (KIT) | 6703.97
64280631 | 1ST HEAT EXCHANGER | 6276.31
64280522 | PROBE | 20.2
64280467 | CONNECTION 1/8 D.8 | 66.5
64211308 | PRESSURE RELIEF VALVE 5 BARS 1 1/4 | 297.07
64211302 | PRESSURE RELIEF VALVE (1" 3 BAR) | 59.77
64211209 | BURNER BAR ATMOSPHERIC | 20
64210712 | INJECTOR D:1mm | 20.08
64203422 | BACK PLATE ASSEMBLY XXL EVO700+EVO1100 | 955.3
64203421 | PLATE PLATE GRILL AIR INLET | 33.9
64203420 | BODY AIR INTAKE ASS. 36XX XXL | 906.6
64203419 | INSULATION (BURNER HEAT EXCHANGER) | 786.5
64203417 | BURNER XXL EVO700 | 5694.2
64203415 | 2░ HEAT EXCHANGER XXL EVO700 | 7006.9
64203414 | 3░ HEAT EXCHANGER XXL EVO700 | 6706.7
64203413 | BASE OF CHIMNEY | 1273.2
64203397 | FRAME (UPPER PART) | 1361.6
64203390 | INSULATION (BURNER) | 832.18
64203383 | FRAME (UPPER PART) | 1199.3
64203380 | BURNER XXL SE1200 | 8585.43
64203379 | 1░ HEAT EXCHANGER XXL SE1200 EVO1100 | 6351.3
64203376 | CONDENSATE TRAY FRONT | 1645
64203374 | COVER PANEL LEFT TRXXL | 1012.3
64203372 | BACK PLATE ASSEMBLY XXL | 909.07
64203368 | BURNER XXL SE1100 | 7982.51
64203366 | 1░ HEAT EXCHANGER XXL SE1100 EVO1000 | 5990.54
64203365 | 2░ HEAT EXCHANGER XXL SE1100 | 10150.4
64203363 | CONDENSATE TRAY FRONT | 1419.05
64203361 | BACK PLATE ASSEMBLY XXL | 926.42
64203360 | ANTI RESONANCE BAR 880 | 153.52
64203359 | INSULATION (BURNER HEAT EXCHANGER) | 755.9
64203356 | BURNER | 7780.52
64203354 | 1░ HEAT EXCHANGER XXL SE1000 EVO900 | 5713.67
64203352 | 2░ HEAT EXCHANGER XXL SE1000 | 9457.52
64203351 | CONDENSATE TRAY FRONT | 1597.41
64203348 | COVER AIR INTAKE HOLE TRXXL | 267.06
64203347 | COVER PANEL LEFT TRXXL | 687.32
64203345 | CASING PANEL LEFT TRXXL | 683.91
64203344 | FRONT CASING PANEL LEFT TRXXL | 415.93
64203342 | FRONT CASING PANEL RIGHT TRXXL | 614.13
64203343 | SIDE CASING PANEL LEFT TRXXL | 494.05
64203430 | 3░ HEAT EXCHANGER XXL EVO900 | 9044.48
64203682 | HEAT EXC. 2ND+3RD HE TR-XL200KE IND | 5788.85
64203681 | HEAT EXC. BURNER+1ST HE TR-XL200 IND | 5790.23
64203669 | HEAT EXC. BURNER+1ST HE TR-XL300 IND | 8143.91
64203663 | HEAT EXC. 2ND+3RD TR-XL150 IND | 5345.09
64203657 | HEAT EXC. BURNER+1ST HE TR-XL150 IND | 5566.92
64203656 | HEADERS COATED TR-XL 300-570 | 272.4
64203654 | CONNECTOR HEADERS COATED TR-XL 150-250 | 239.3
61400338 | FLANGE D:110 (ANODE PROTECH) | 83.35
64203508 | BASE OF CHIMNEY | 1174.34
64203507 | BASE OF CHIMNEY | 1150.81
64203505 | BASE OF CHIMNEY | 1149.15
64203500-01 | PCB LMS 14 R6.3 1100 KW EVO | 346.6
64203496-01 | PCB LMS 14 R6.3 700 KW EVO | 397.5
64203489-01 | PCB LMS 14 R6.3 850 KW ECO | 314.79
64203448 | BURNER XXL EVO1100 | 8692
64203446 | 2░ HEAT EXCHANGER XXL EVO1100 | 10334.7
64203445 | 3░ HEAT EXCHANGER XXL EVO1100 | 9823.1
64203444 | BASE OF CHIMNEY | 1272.8
64203436 | BACK PLATE ASSEMBLY XXL | 409.49
64203435 | INSULATION (BURNER HEAT EXCHANGER) | 836.28
64203433 | BURNER XXL EVO 900 | 8027.67
64203431 | 2░ HEAT EXCHANGER XXL EVO900 | 9158.51
61014148 | SEALING RING | 7.59
61014017 | HEATING RETURN TUBE | 11.55
65103439 | LOW VOLTAGE WIRING | 6.68
61014249 | FUSE 250V 0.1A - TEMPORIZED | 1.29
61014331 | BOTTOM STAY PLATE | 7.75
61014334 | INSTRUCTIONS HOLDER | 6.22
61014415 | SCREW CBLXS M 4-20 | 1.32
61014420-03 | VALVE D: 2.30 | 9.98
61013546 | NON-RETURN VALVE+FILTER | 154.27
61013362 | FLANGE GASKET D:106-86-7 | 17.73
61013361 | FLANGE GASKET D:121.3-105-7.1 | 35.2
61013545 | PRESSURE REDUCER | 69.28
61013347 | REVERSER THERMOSTAT | 119.22
61013341 | HEATING ELEMENT SLEEVE 6 HOLES | 116.94
61013091 | PROGRAMMER CABLE | 11.65
61013090 | PRINTED CIRCUIT BOARD LEAD | 40.9
61013089 | SERIGRAPHED STRIP (FOR PROG.) | 88.21
61013069 | DUCT SUPPORT | 20.3
61014420-04 | VALVE D: 2.60 | 10.19
61015664 | GAS VALVE NAT | 138.63
61015316 | CONVERSION KIT NAT > LPG | 50.21
61015264 | COVER / HEAT EXCHANGER | 12.01
61015000 | THERMOSTAT ADAPTATION KIT | 62.76
61014778 | SCREW CBLSX D:4-15 | 1.05
61014487 | COMBUSTION CHAMBER | 141.8
61014483 | BOTTOM DEFLECTOR | 63.81
61014482 | MANIFOLD 24 INJ. NAT | 22.84
65103438 | CABLE (MOTOR) | 8.58
61014461 | PANEL - RIGHT CLAMP | 28.09
61014460 | PANEL - LEFT CLAMP | 37.98
61014453 | PILLAR | 48.45
61014452 | PILLAR | 87.99
61014448 | ELECTRICAL CONNECTION PLATE | 24.58
61014441 | DEFLECTOR | 18.13
61014436 | BURNER HEAD | 130.54
61014425 | NON-RETURN VALVE | 8.23
61014420-08 | VALVE D: 1.75 | 13.63
61014420-05 | VALVE D: 2.90 | 9.98
61012311 | CONVERSION KIT NAT > LPG | 63.85
61012307 | HEATING RETURN TUBE | 11.55
61012306 | HEATING RETURN TUBE | 14.72
61012305 | CONTROL PANEL | 87.16
61012221 | CROSS LIGHTING STRIP | 13.3
61011881 | ACCESSORY KIT | 46.8
61011761 | CLIP | 23.58
65107341 | GASKET | 4.01
61011699 | BLACK KNOB | 6.23
61011683 | BOTTOM STAY PLATE | 7.32
61011589 | ROOF | 85.31
61011586 | CLOSURE PLATE | 55.7
61013017 | RESTRICTOR | 10.39
61013016-08 | RESTRICTOR D: 8.0 | 23.85
61013016-04 | RESTRICTOR D: 4.6 | 10.51
61013015 | GAS VALVE NAT | 157.18
61012933 | CONVERSION KIT NAT > LPG | 95.04
61012927 | CLIP | 1.07
61012781 | NUT 1/2" | 10.65
61012603 | RESTRICTOR D:54 | 10.09
61012601 | DEFLECTOR | 11.4
64990683 | HING HMI (2 PCS) | 19.33
61012545 | TAPPING SCREW CBLZ D: 2.2-4.8 | 1.29
64990688 | BOTTOM CONTROL UNIT FS/WHBC | 30.69
61012538 | AQUASTAT LEAD | 24.36
64990689 | COVER CONTROL UNIT FS/WHBC | 41.9
64990690 | HOUSING CONN.TERMINAL FS/WHBC | 38.36
61012504 | PRINTED CIRCUIT BOARD LEAD | 11.81
64990691 | CONNECTOR 3615-03 P1B2BK3DV1/2 | 14.35
61012487 | GASKET | 4.22
64990692 | CONNECTOR 3615-03 P2A3AK3DV1/2 | 27.6
64990693 | CONNECTOR 3615-03 P1B3AK1CV1/2 | 27.6
61012470 | CONNECTION | 13.74
64990694 | CONNECT.3615-04 P1A3AK2D4DV1/2/3/4 | 27.6
64990695 | CONNECT.3615-06 P1A6BK2D6DV1/2/4/5 | 27.6
64990697 | CONNECT.3615-06 P1B3BK2D6DV1/2/4/5 | 27.6
64990698 | CONNECT.3615-04 P2A4BK2D3CV1/2/3/4 | 27.6
64990699 | CONNECTOR 3615-02 P1A1BK1CV1/2 | 27.6
64990700 | CONNECT.3615-06 P1B4BK2D6DV1/2/4/5 | 27.6
64990701 | CONNECT.3615-06 P2A4AK2D3D6CV1/2/45 | 27.6
64990702 | CONNECT.3615-06 P1B3BK1A6DV1/2/4/5 | 27.6
64990764 | SAFETY VALVE DN25 3 BAR | 48.95
61301297 | BOTTOM PART-WATER SECTION SMI | 24.32
61301179 | BURNER HEAD | 24.89
61301162 | NUT M 27-1 | 2.71
61301145 | WATER TUBE | 6.24
61300610 | GAS SECTION ASSY NAT | 403.44
61300300 | FLUE DUCT SECOND SECTION | 18.53
61300150 | FRONT CASE | 194.53
61302005 | GAS TUBE | 12
61303084 | DEFLECTOR | 8.68
61302753 | CONNECTION | 18.96
61302612 | COLD WATER TAP | 98.14
61302248 | CONNECTOR COVER | 4.04
61302245 | TRANSMITTER OF LEDS | 3.53
65107359 | GAS PIPE 65KW | 57.92
61016275 | HOT WATER TUBE | 5.87
61016144 | WALL SPACER KIT | 206.9
61016142 | CONVERSION KIT NAT > LPG | 55.79
61016141 | CONVERSION KIT LPG > NAT | 56
61015952 | RESTRICTOR D:75-58.2 | 2.76
61015949 | KEY T10 | 13.81
61015817 | CONVERSION KIT LPG > NAT | 57.66
61015812 | CONVERSION KIT NAT > LPG | 46.76
61018809 | BOTTOM TRIM | 17.8
61018692 | THERMOSTAT | 31.25
61018431 | CONVERSION KIT NAT > LPG | 66.63
61017830 | GREY KNOB | 13.2
61017390 | SERIGRA. STRIP (WITHOUT PROG.) | 13.23
61017288-12 | FLOW REGULATORE 12L/MN (BROWN) | 3.62
61017288-04 | FLOW REGULATORE 4L/MN | 4.25
61016770 | ANTI-THEFT KIT | 90.34
61011550 | SHUNT | 1.38
61004219 | PRINTED CIRCUIT BOARD | 25.8
61004309 | HOT WATER TUBE | 8.03
61004130 | OVERHEAT STAT. 110C & CABLE | 31.78
61003974 | MANIFOLD 24 INJ. NAT | 39.4
61004351 | TUBE - C.O.V. TO HEATING BODY | 21.3
61004363 | IGNITOR LEAD | 10.62
61004448 | KNOBS SET | 8.33
61004638 | CONNECTOR | 6.46
61004705 | FLEXIBLE PIPE | 30.64
61003969 | PRESSURE SWITCH KIT | 125.34
61003897 | CONVERSION KIT NAT > LPG | 105.31
61003811 | FILTER | 3.29
61003768 | SCREW THZ 5-12 | 0.72
61003663 | CONNECTION | 8.7
61003634 | FUSE 250V 1A - TEMPORIZED | 1.33
61003594 | HEAT SENSOR SUPPORT (Lg 80) | 15.17
61003430 | CABLE - FLAME | 13.04
61003144 | SHUNT | 8.42
61004804-20 | SCREW F90Z D: 3.5-16 | 0.97
61008079 | PRINTED CIRCUIT BOARD | 438.31
61008013 | ADHESIVE BEARING OF CABLE | 1.48
61007957 | SHUNT | 3.76
65104266 | UNION (PUMP - PIPE) | 22.24
61007915 | DIGITAL TIMECLOCK | 232.54
65104268 | PUSH BUTTON (R.H.SIDE) | 3.82
61007903 | DEFLECTOR | 32.17
65105185 | PLUG | 14.34
61007792 | PANEL | 70.27
61007668 | CONTACT PIN 7 P. | 24.37
61007602 | FASTENER | 0.7
61007600 | STUD | 1.13
61007529 | RED SIGNAL | 7.56
65105683 | GAS MANIFOLD 13 INJ. D:1.15 | 43.96
61007519 | COLLECTOR COVER | 54.67
61007501 | CENTRING OF FRAME | 5.84
61007467 | FRONT & REAR FRAME | 178.13
61007350 | GAS ASSY | 746.52
61007252 | DEFLECTOR | 39.45
61005907 | ANODE D:26 L:174 M8 | 21.58
61004831 | SWITCH CABLE | 10.26
61004813 | TUBE - C.O.V. TO HEATING BODY | 21.34
61001324 | SUPPORT BRACKET | 33.64
61001156 | DOUBLE MICRO SWITCH | 5.46
65102770 | RUBBER | 5.1
61000587 | AIR SEPARATOR TUBE | 40.41
61000326 | REPLACEMENT KIT - COCK | 54.86
61000323 | REPLACEMENT KIT GAS TUBE | 46.47
60100802-30 | PUMP TURBINE KIT D: 63 | 11.54
60100344-30 | PILOT | 34.44
60100208-20 | FLAME SUPERVISION KIT | 29.01
65102652 | SIGNAL LAMP (FLUORESCENT) | 9.99
60100200-20 | IGNITER | 24.82
61002775-15 | FLOW REGULATORE 15L/MIN (PALE GREEN) | 8.53
61002775-14 | FLOW REGULATORE 14L/MIN (PINK) | 8.51
61002775-07 | FLOW REGULATORE 7L/MIN (DARK GREEN) | 8.84
61002725 | CONNECTION STRIP | 1.08
65102702 | CASE PANEL (FRONT) | 147.63
61002189 | WATER THROTTLE HEAD | 18.5
61001670 | COLD WATER TUBE | 15.58
61001667 | HOT WATER TUBE | 12.47
61001666 | COLD WATER TUBE | 12.71
61001578 | COLD WATER INLET TUBE | 14.23
65105187 | PUSH BUTTON (R.H.SIDE) | 3.87
61001499 | COLD WATER KNOB | 4.8
61001498 | HOT WATER KNOB | 4.04
61010560 | INSTRUCTIONS HOLDER | 8.23
61010461 | RESTRICTOR D:50 | 9.02
61010429 | CONNECTION - FIRST FITTING | 39.3
61010375 | CONNECTING PIPE | 4.3
61010331 | WIRE ASSEMBLY | 83.41
61010238 | GASKET (/Connection) | 8.83
61010223 | NET | 25.82
61010152 | CONNECTION STRIP | 4.84
61011521 | CABLE - FLAME | 10.86
61011518 | SWITCH CABLE | 15.33
61011470 | CABLE - FROT THERMOSAT | 11.89
61011465 | CABLE TTB | 14.6
61011305 | MANIFOLD 16 INJ. | 23.76
61011135 | SPACER | 1.48
61011046 | CONNECTOR | 7.88
61010740 | WHITE KNOB | 2.39
61010613 | PUMP UP 15/60 220V | 303.93
61010590 | TOP PANEL BOX KIT | 21.44
61010589 | HOOD | 19.7
61009850 | MAIN GAS VALVE NAT | 33.22
61009838 | SPRING | 3.94
61009793 | SOLENOID VALVES CABLE | 24.86
61009688 | SLEEVE | 41.89
61008933 | PLUG | 11.9
61008824 | SENSOR SUPPORT | 11.81
61009091 | BLACK FUSE HOLDER | 2.87
61008379 | EARTH WIRE | 2.01
61008375 | SEALING RING D:87.5-75.5-10 | 7.11
61008374 | SEALING RING D:130-125-11 | 11.61
61008272 | DOOR ASSY | 171.15
61010073 | JIG PLATE | 7.75
61010011 | TRANSMITTER OF LEDS - M/F | 2.23
61010010 | TRANSMITTER OF LEDS - TEMPERA. | 2.06
61315201 | SERIGRAPHED STRIP (FOR PROG.) | 17.52
61315160 | CONNECTION - FIRST FITTING | 268.25
61315153 | TOP PANEL BOX | 42.7
61315150 | HEATING FLOW BEND | 18.28
61315371 | FIXING BRACKET | 18.53
61315439 | BASE - BOX | 57.2
61315464 | FIXING BRACKET | 27.08
61315505 | PACKAGING BOX | 15.71
61315040 | FIXING BRACKET | 18.27
61314868 | BASE - BOX | 17.53
61314854 | FIXING BRACKET | 14.63
61314844 | SPACER | 5.63
61314825 | GAS TUBE | 7.35
61316907 | CONVERSION KIT NAT > LPG | 23.06
61316587 | PIPES KIT | 41.17
61316302 | PROGRAMMER CABLE | 8.01
61316129 | CONNECTION BOX - ROOM THERMOS. | 15.25
61316104 | ACCESSORY KIT | 24.58
61315654 | PUMP MOTOR | 266.61
61315580 | RESTRICTOR | 9.35
61315540 | VENTURI D:24 | 61.47
61315523 | BASE - BOX | 23.19
61315521 | BASE - BOX | 15.71
61313758 | VALVE TUBE | 15.05
61313541 | JIG PLATE | 6.27
65100683 | PIPE (C.H.RETURN) | 23.94
61313490 | MANIFOLD 11 INJ. D:0.80 | 26.99
61313385 | IGNITION PUSH ROD | 5.72
61312643 | RIGHT CONTROL PANEL | 16.19
61313775 | RESTRICTOR | 9.86
61314757 | HOOKING BRACKET | 23.63
61314556-01 | COMBUSTION CHAMBER ASSY 24FF | 262.27
61314285 | CONVERSION KIT > NAT | 33.56
61314084 | FLEXIBLE PIPE | 8.62
61313778 | DEFLECTOR | 9.31
61400023 | WATER / WATER HEAT EXCHANGER 14 | 136.25
65103022 | CONNETTORE USCITA ALLARME | 5.44
61400988 | LEFT SUPPORT | 771.26
61400982 | BEND | 120.49
61400981 | THREE-WAY VALVE DN32 11/4" (ESBE) | 248.59
61400980 | PUMP DOUBLE 250 > 600KW | 2902.35
61400978 | PUMP SIMPLE 250 > 600KW | 1526.46
64990740 | FLANGE GASKET PN 6 DN100 WATER | 14.67
61400392 | COMBUSTION CHAMBER LINING KIT | 27.73
65103497 | FLOW GROUP | 179.48
61400387 | VENTURI | 65.61
61400378 | MATING FLANGE D:338 3X2" KIT | 476.95
61400377 | FLANGE KIT PERFO D.338 | 867.11
61400376 | MATING FLANGE D:338 KIT ABOND. | 860.87
61400368 | SCREW / FLANGE D:486 | 110.45
61400366 | SCREW / FLANGE D:338 | 97.46
61400358 | FLUE HOOD WITH FLUE PROTECTION | 312.17
61400355 | MATING FLANGE D:486 KIT ABOND. | 725.09
61400354 | FLANGE (D.110) | 46.38
61400989 | RIGHT SUPPORT | 134.28
61401028 | TAP | 22.11
61401027 | DRAIN SCREW | 41.2
61401026 | PIPE | 195.14
61401025 | PIPE | 247.26
61401024 | GASKET D: 40MM | 55.88
61401023 | GASKET D: 30MM | 22.27
61401022 | BEND | 203.09
61401021 | BEND | 236.57
61401020 | ELECTRICAL BOX | 1775.96
61401016 | SENSOR | 189.18
61401015 | SENSOR | 141.87
61401014 | OVERHEAT THERMOSTAT 95C | 135.43
61401003 | GOVERNOR BODY | 270.65
61401001 | PLATE 19X64cm | 155.52
61400308 | PRINTED CIRCUIT BOARD | 84.88
61401005 | MOTOR (3-WAY VALVE) 4F | 523.68
61401000 | PLATE 19X64cm | 140.54
61400999 | CLOSURE PLATE 12.5X50cm | 105.16
61400998 | PLATE 12.5X50cm | 139.22
61400997 | PLATE 12.5X50cm | 136.06
61400273 | GASKET | 1.93
61400268 | INJECTOR D: 0.72 | 14.92
61400267 | INJECTOR D: 1.18 | 13.43
61400266 | MANIFOLD | 47.13
61400258 | CLIP | 17.62
61400257 | TUBE | 14.16
61400102 | CASE COVER | 107.35
61400030 | BLACK SHUNT | 1.84
61400300 | WASHER SET D.338 | 258.78
61400299 | CABLE | 7.28
61400298 | CABLE | 14.86
61400296 | HOOK | 5.31
61400295 | CONNECTION G3/8-G1/2 | 21.29
61400293 | SCREW | 5.1
61400291 | TUBE D:4.2x7.4 | 14.04
61400282 | TUBE | 16.94
61306066 | PLATE | 5.42
61306020 | DOOR | 10.21
61306095 | GASKETS SET | 20.37
61306181 | FIXING BRACKET | 43.56
61306237 | ANODE GASKET | 3.34
61306276 | RESTRICTOR D:75 | 2.82
61306448 | HOOKING BRACKET | 6.55
61306012 | TRANSMITTER OF LEDS | 14.72
61305711 | WIRE ASSEMBLY | 84.68
61305653 | JIG PLATE | 7.33
61305617 | SUPPORT BRACKET | 3.43
61305469 | D.H.W. EXPANSION VESSEL KIT | 75.35
61305438 | TOP PANEL | 23.85
61305436 | FITTING KIT | 18.72
61305420 | RESTRICTOR D:84 | 2.59
61306623 | SIDE PANEL | 72.23
61307799 | FAN CABLE | 39.25
61307700 | ELECTRICAL BOX COVER | 17.62
61307694 | HOLE PLATE (WITH HOLE) | 5.22
61307693 | GAS TUBE | 17.48
61307691 | HEAT EXCHANGER TUBE | 16.73
61307651 | FITTING KIT | 11.01
61307650 | SERIGRA. STRIP (WITHOUT PROG.) | 36.07
61307613 | BASE - BOX | 22.2
61307592 | HEATING RETURN TUBE | 20.64
61307591 | TUBE-EXCHAN TO THREE-WAY VALVE | 16.86
61307590 | GAS TUBE | 39.31
61307339 | RESTRICTOR D:78 | 3.08
61306866 | REVERSER THERMOSTAT | 176.64
61306745 | INSTRUCTIONS SUPPORT | 8.07
61303697 | CONNECTOR | 6.14
61303654 | PLATE | 4.21
61303634 | HOLE PLATE (WITHOUT HOLE) | 3.72
61303480 | CHOCK | 19.13
61303360 | EARTH WIRE | 1.15
61303352 | CROSS LIGHTING STRIP | 7.9
61303250 | GASKET | 5.09
61303234 | PIN | 1.68
61303156 | INSUALTION-W/WATER HEAT EXCH. | 3.02
61303153 | WATER FILTER | 1.78
61305185 | PIN | 3.32
61305111 | BY-PASS | 7.63
61305068 | CLIP | 1.35
61304754 | RESTRICTOR D:82 | 2.82
61304599 | CLOSURE PLATE | 0.99
61304575 | WIRE ASSEMBLY | 160.34
61304376 | FRONT PANEL | 60.17
61303832 | JIG PLATE | 7
61307800 | CABLE THREE WAY VALVE | 24.36
61311760 | CONVERSION KIT G20 > G31 | 19.2
61311759 | CONVERSION KIT G20 > G31 | 22.41
61311660 | PRESSURE SENSOR 0.4b | 30.12
61311082 | CASING | 101.59
61311033 | MANIFOLD 14 INJ. D:1.30 | 44.39
61311028 | BURNER 30FF | 78.51
61310865 | CONVERSION KIT > G25 | 70.54
61310860 | CONTROL PANEL | 29.86
61310866 | CONVERSION KIT > G31 | 12.33
61310495 | RESTRICTOR D: 4.4 | 9.38
61310480 | JIG PLATE | 12.11
61312607 | BY-PASS D:14 | 20.74
61312605 | TUBE : PUMP TO HEAT EXCHANGER | 56.32
61312492 | GROMMET | 6.02
61312415 | TRANSMITTER OF LEDS | 4.57
61312414 | KNOB | 3.62
61312375 | PLATE ARISTON | 3.41
61311923 | SIDE PANEL | 62.94
61311842 | SHEET GASKET D: 11.2-8-1.5 | 1.58
61309329 | ACCESSORY KIT | 43.63
61309325 | JIG PLATE | 8.61
61309144 | WIRE ASSEMBLY | 33.98
61308957 | GAS VALVE | 142.4
61309238 | FIXING BRACKET | 31.63
61308945 | SPACER | 50.45
61308563 | ELECTRICAL BOX | 209.79
61308327 | SCREW CLSX M 5-12 | 0.59
61308126 | RESTRICTOR D:79 | 2.59
61307846 | RESTRICTOR D:80 | 2.59
61309397 | ACCESSORY KIT | 23.77
61310379 | BURNER JET FULL KIT (LPG) | 38.64
61310370 | RESTRICTOR D: 4.8 | 7.29
61310366 | PRINTED CIRCUIT BOARD LEAD | 24.6
61310346 | ADAPTATER | 45.06
61310292 | CONTROL PANEL | 8.53
61310207 | SERIGRA. STRIP (WITHOUT PROG.) | 18.66
61310189 | WIRE ASSEMBLY | 14.6
61310157 | GASKET D:106-100-5 | 11.84
61309993 | DRAUGHT DIVERTER | 37.13
61309966 | EARTH WIRE | 1.33
61309874 | CASE | 57.89
61309556 | GAS TUBE | 15.02
61309539 | SERIGRA. STRIP (WITHOUT PROG.) | 12.81
65103520 | GAS PIPE | 62.84
65103518 | EARTH CABLE (SPARK GENERATOR) | 3.18
65103517 | CABLE (DETECTION ELECTRODE) | 3.49
65103515 | PIPE (SILENCER) SPRING | 3.33
65103578 | COMPLETE HINGE | 13.27
65103595 | TERMINAL BLOCK | 5.72
65103596 | CONTACTOR | 57.8
65103597 | WIRE CLAMP | 15.18
65103599 | HIGH PRESSURE VALVE | 27.97
65103600 | LOW PRESSURE VALVE 5/8" | 38.69
65103513 | BY-PASS PIPE | 11.35
65103512 | PIPE (SAFETY VALVE OUTLET) | 16.52
65103505 | WIRING (PROBE) | 9.11
65103503 | HIGH VOLTAGE WIRING | 20.05
65103498 | RETURN GROUP | 165.82
65103495 | PIPE (C.H. RETURN) | 24.26
65103494 | PIPE (C.H. FLOW) | 22.66
65103493 | GAS PIPE | 28.79
65103712 | WIRE CLAMP | 13.71
65103708 | CAPACITOR FIXING CLAMP | 16.47
65103696 | TRIM | 9.42
65103618 | CAPACITOR FIXING CLAMP | 15.18
65103374 | CABLE HOLDER | 1.59
65103372 | MIXER | 53.7
65103367 | GASKET (IGNITION ELECTRODE) | 6.94
65103356 | FIXING KIT | 20.07
65103347 | HINGE | 2.65
65103346 | HINGE | 2.44
65103344 | CABLE (FAN/AIR PRESSURE SWITCH) | 34.84
65103332 | SILENCER | 15.76
65103327 | HYDRAULIC BLOCK SUPPORT | 13.71
65103324 | PIPE (D.H.W. OUTLET) | 6.71
65103323 | PLASTIC COVER | 24.33
65103321-01 | ELEMENT 1500W 220/240V | 60.6
65103318 | O-RING (HEATING ELEMENT) | 3.72
65103488 | PLUG | 8.03
65103487 | PUMP FIXING (KIT) | 5.43
65103477 | UNION (AIR RELEASE VALVE) | 15.81
65103453 | POWER CABLE | 14.75
65103442 | CASE PANEL (UPPER) | 133.1
65103431 | BURNER | 86.51
65103406 | PIPE (EXPANSION VESSEL) | 9.53
65103403 | PIPE (C.H. FLOW) | 28.64
65103394 | CABLE (EARTH) | 3.28
65103391 | PLUG KIT WITH GASKET | 7.9
65103390 | EXCHANGER SUPPORT | 124.46
65104101 | DIAPHRAGM D=4.6 | 12.47
65104096 | HEATING ELEMENT 1000W 200-240V | 25.36
65104073 | 3-POLE TERMINAL BLOCK | 10.9
65104043 | CAP (REGULATION) | 2.98
65104038 | PLASTIC COVER | 4.78
65104037 | SIGNAL LAMP | 8.44
65104035 | REGULATION KNOB | 3.03
65104026 | LOW WATER PRESSURE SWITCH | 13.17
65104013 | HEATING ELEMENT 2500W 200-240V | 28.81
65104008 | BURNER JET FULL KIT (LPG) | 14.25
65104001 | BURNER | 113.01
65103943 | THERMOMETER | 9.31
65103921 | EVAPORATOR | 114.21
65103919 | EVAPORATOR | 156.06
65104242 | CASE PANEL (L.H. SIDE) | 27.67
65104241 | CASE PANEL (R.H. SIDE) | 27.67
65104240 | PANEL (COMBUSTION CHAMBER) | 15.64
65104203 | FAN MOTOR | 183.12
65103828 | LEFT CONNECTING LEVER | 15.08
65103824 | FRONT COVER | 35.05
65103803 | FOOT (SUPPORT) | 20.36
65103802 | ASSEMBLED BURNER LID | 18.91
65103795 | PLASTIC COVER + SIGNAL LAMP CAP | 6.86
65103794 | KNOB (REGULATION) | 3.54
65103793 | ANODE D:21,3 L:80 M5 | 11.07
65103780 | SUPPORT | 13.1
65103753 | CASE PANEL (UPPER) | 55.53
65103742 | PIPE (C.H. RETURN) | 47.81
65103741 | PIPE (C.H. FLOW) | 58.65
65103740 | CASE PANEL (L.H. SIDE) | 233.64
65103736 | TRANSFORMER | 26.18
65103898 | CONDENSATE TRAY | 29.36
65103873 | FRONT COVER | 35.45
65103868 | WIRE CLAMP | 14.97
65103860 | VERTICAL LOUVER | 15.56
65103859 | CONNECTING LEVER | 14.97
65103857 | INSPECTION COVER | 16.15
65103856 | SCREW COVER | 15.83
65103845 | WIRE CLAMP | 15.18
65103841 | CONNECTING PIPE CLAMP | 16.99
65103837 | FAN | 36.23
65103835 | ROOM SENSOR L:330mm | 15.64
65103834 | TUBE SENSOR L:330mm | 16.47
65103831 | RIGHT CONNECTING LEVER | 15.08
65102265 | GASKET | 1.72
65102263 | EARTH CABLE (FAN) | 3.2
65102301 | PLUG | 6.42
65102302 | KNOB COVER | 8.6
65102303 | CONTROL PANEL | 32.75
65102305 | MANIFOLD (C.H. RETURN) | 52.85
65102307 | LOW VOLTAGE WIRING | 23.13
65102257 | PIPE (C.H.RETURN) | 16.71
65102256 | DELIVERY PIPE | 27.88
65102255 | FLUE (EXHAUST MANIFOLD / HEADER) | 36.82
65102254 | CONNECTOR | 2.92
65102251 | DIAPHRAGM D=4.7 | 12.13
65102249 | DISPLAY GLASS | 2.02
65102244 | PIPE (C.H. RETURN) | 15.6
65102243 | DELIVERY PIPE | 25.57
65102322 | PUMP | 303.93
65102427 | WIRING (P.C.B.) | 68.87
65102426 | CABLE (PROBES) | 14.05
65102190 | EARTH CABLE (FAN) | 2.87
65102185 | WIRING (INTERFACE - DISPLAY P.C.B.) | 7.62
65102184 | WIRING (INTERFACE - MAIN P.C.B.) | 6.85
65102183 | LOW VOLTAGE WIRING | 9.08
65102182 | HIGH VOLTAGE WIRING | 27.42
65102177 | SPARK GENERATOR | 14.41
65102164 | AIR PRESSURE SWITCH | 48.07
65102163 | PLASTIC COVER | 13.21
65102162 | PLASTIC COVER | 12.4
65102142 | CONTROL PANEL | 6.34
65102141 | CONNECTION CABLE (TIME CLOCK) | 10.96
65102086 | CENTRIFUGAL FAN | 74.66
65102076 | PLASTIC COVER PERLINA EW10/15 UR | 12.63
65102065 | ELBOW (FAN SUCTION SILENCER) | 5.72
65102019 | HEATING ELEMENT 3000W 230V | 29.55
65102188 | EARTH CABLE (FAN) | 6.71
65102236 | P.C.B. (ACO-MCU) | 389.31
65102233 | EXCHANGER | 508.3
65102232 | AIR PRESSURE SWITCH | 50
65102231 | PANEL (COMB.CHAMBER - FRONT) | 46.96
65102228 | TRIM | 13.59
65102225 | SPRING | 1.9
65102224 | MIXER + PRESSURE INTAKE | 33.35
65102220 | PRESSURE GAUGE | 28.69
65102219 | BURNER SUPPORT GASKET | 53.3
65102216 | GASKET (TRAP BASE) | 1.3
65102213 | PUSH BUTTON GROUP (MENU) | 5.74
65102211 | PUSH BUTTON GROUP (MENU) | 3.41
65102209 | CONTROL PANEL | 16.76
65102208 | CASE DOOR | 12.26
65102194 | REAR CLAMP | 7.8
65102191 | CONTROL PANEL (COMPLETE) | 138.78
65103174 | WIRING | 10.56
65103165 | SPRING (FASTENING) | 2.39
65103171 | PIPE (C.H. RETURN) | 16.48
65103164 | HYDRAULIC GROUP SUPPORT | 14.61
65103163 | BY-PASS | 4.44
65103141 | FLOW GROUP | 75.6
65103138 | PIPE (COLD WATER INLET) | 37.39
65103137 | PIPE (C.H. RETURN) | 12.36
65103135 | PIPE (C.H. FLOW) | 16.18
65103107 | HIGH VOLTAGE WIRING | 54.43
65103066 | FRONT PANEL SX | 19.8
65102904 | TERMINAL SHIELD (OLIVE GREEN) | 2.59
65102901 | HIGH VOLTAGE WIRING | 33.59
65102899 | FILLING UP UNION | 53.29
65103191 | FLOW RIDUCTOR | 3.09
65103280 | FRONT COVER | 3.66
65103258 | REGULATION KNOB | 4.65
65103243 | SCREW | 9.77
65103242 | SPRING CLIP | 9.64
65103228 | PIPE (C.H. FLOW) | 33.12
65103220 | BURNER | 244.78
65103217 | DELIVERY PIPE | 39.94
65103210 | CLIP | 13.33
65103193 | PUMP | 276.35
65102577 | EXCHANGER (RECUPERATOR) | 515.09
65102564 | CLAMP | 6.98
65102557 | CASE PANEL (R.H. SIDE) | 27.19
65102554 | PLASTIC COVER + SIGNAL LAMP CAP | 5.79
65102553 | GAS PIPE | 19.83
65102549 | CONDENSATE TRAP (UPPER) | 5.4
65102547 | IGNITION SUPPORT | 3.83
65102491 | TUBE SENSOR | 16.4
65102897 | HIGH VOLTAGE WIRING | 20.21
65102894 | TRIM | 17.7
65102807 | CABLE (POWER SUPPLY) | 13.1
65102774 | RESTRICTOR (D.41) | 5.12
65102773 | SUPPORT | 4.37
65102744 | CABLE PACK | 4.24
65102743 | KIT (CABLE-HOLDER) + SCREW | 2.44
65102588 | CLIP D.18 | 3.24
65102580 | O-RING | 2.38
65106698 | TUBE SENSOR L:1000mm | 21.78
65106768 | PUMP | 269.15
65106801 | GASKET 1/2 | 3.88
65106904 | PRESSURE GAUGE | 41.17
65106627 | CABLE (DETECTION) | 2.68
65106601 | HYDRAULIC BLOCK SUPPORT | 67.25
65106479 | FLANGE COVER | 56.58
65105803 | CLIP | 4.14
65107434 | CONTROL PANEL COVER (REAR) | 6.94
65107393 | PRESSURE GAUGE | 36.96
65107363 | IONIZATION ELECTRODE | 54.51
65107358 | PIPE (C.H. FLOW) 65KW | 59.77
65107354 | PIPE (C.H. FLOW) 45Kw | 149.14
65107348 | FIXING KIT 45KW | 22.46
65105854 | FOOT, 4 PCS (SUPPORT) | 16.15
65105818-01 | P.C.B. (MAIN) | 278.23
65105817 | P.C.B. (MAIN) | 278.23
65105810 | CONTROL PANEL | 32.86
65105804 | PUMP | 276.35
65105709 | CONTROL PANEL COVER (FRONT) | 35.34
65105699 | CLIPS | 1.92
65105678-01 | PANEL (FRONT - SEALED CHAMBER) | 39.1
65105678 | PANEL (FRONT - SEALED CHAMBER) | 39.1
65105673 | PILOT LIGHT | 64.67
65105629 | WIRING (PROBE) | 8.58
65105792 | ELECTRODE (DETECTION) | 33.14
65106244 | DIAPHRAGM (SILENCER) (53X8) | 4.21
65106048 | HYDRAULIC SUPPORT BRACKET | 29.24
65106044 | PUMP | 298.3
65106043 | EXCHANGER INSULATION | 77.44
65105929 | DIAPHRAGM D=15 | 14.08
65105928 | GAS DIAPHRAGM D: 5.5 | 9.13
65105926 | DIAPHRAGM D.57 | 39.42
65105924 | UNION (AIR RELEASE VALVE) | 7.24
65105897 | IGNIT.ELECTRODE D8X61d4/6,4D3X17,5 130░ | 10.21
65107435 | CONTROL PANEL COVER (FRONT) | 59.88
65107959 | RECUPERATOR OF CONDEN. | 751.37
65107957 | UPPER COVER PLATE | 2345.73
65107956 | SPREADER PLATE | 428.03
65107953 | RECUPERATOR OF CONDEN. | 895.91
65107952 | UPPER COVER PLATE | 2192.3
65107951 | SPREADER PLATE | 438.67
65107949 | AIR INLET BOX FOR ROOM SEALED | 688.43
65107946 | SEALING KIT | 1016.22
65107941 | SPREADER PLATE | 343.82
65107930 | RECUPERATOR OF CONDEN. | 1148.7
65107926 | UPPER COVER PLATE | 2391.7
65107925 | SPREADER PLATE | 440.6
65107923 | AIR INLET BOX OPEN | 735.41
65107916 | UPPER COVER PLATE | 2203.45
65107907 | LEFT SIDE PANEL | 143.87
65107906 | RIGHT SIDE PANEL HP 85-115 | 180.2
65107904 | SET PIPE GAS | 97.51
65107901 | SET GAS PIPE | 197.49
65107900 | LEFT SIDE PANEL | 247.87
65107896 | LEFT SIDE PANEL | 246.23
65107819 | FRONT PANEL GREY | 358.12
65104758 | DRAIN VALVE | 8.21
65107592 | REAR CASE | 28.22
65108309 | ROOM THERMOSTAT | 104.67
65108213 | COPPER PIPE 6X8 mm L:2m | 172.3
65108209 | CONNECTION 1/8 D.8 | 66.9
65108194 | CABLE 7x1mm2 L:10m | 119.23
65108037 | UPPER COVER PLATE | 414.18
65107972 | RESTRICTION PLATE | 62.07
65107966 | SPREADER PLATE | 333.6
65107514 | CAPACITOR 0,8uF | 6.51
65107436 | KNOB | 3.72
65107588 | FAN | 17.65
65107586 | BASE | 25.62
65107572 | FAN | 12.45
65107567 | MICROSWITCH | 16.24
65107552 | FAN | 9.74
65107535 | DEFROST P.C.B. + TEMP SENSOR | 31.17
65104528 | THERMOSTAT (REGULATION) | 46.02
65104531 | CABLE (PUMP) | 11.45
65104532 | TERMOREGOLATION MAIN CONTROL | 984.15
65104522 | WIRING (FLOW SWITCH) | 6.64
65104535 | DELIVER PIPE | 63.94
65104536 | RETURN PIPE | 72.7
65104537 | T-PIPE | 32.69
65104539 | PIPE (D=3/4" L=430) | 35.4
65104540 | MOTOR CABLE ELBI | 18.94
65104541 | DELIVERY PIPE | 62.07
65104542 | PIPE (C.H.RETURN) | 28.83
65104519 | FAN CABLE | 16.53
65104498 | FIXING RING D=131 | 15.06
65104462 | LOW PRESSURE VALVE 3/8" | 44.12
65104456 | HIGH PRESSURE VALVE 1/4" | 31.73
65104543 | AUTOMATIC AIR RELEASE VALVE | 42.6
65104608 | PLASTIC COVER + NEON LENS | 5.82
65104578 | COMPLETE PLASMA DEVICE | 27.11
65104561 | BURNER | 135.75
65104558 | PUMP | 276.35
65104549 | ELECTRODE (IGNITION/IONIZATION) | 26.46
65104546 | UNION 3/4 INCH | 13.9
65104319 | PUMP 5M 2V WILO | 283
65104295 | FLUE TEST PORT PLUG | 5.15
65104265 | PIPE (C.H. RETURN) | 28.85
65104410 | GAS PIPE | 128.56
65104356 | DISPLAY GLASS | 5.73
65104338-01 | NTC PROBE, DHW | 28.38
65104334 | EXCHANGER GASKET | 3.84
65105257 | GAS GROUP | 150.4
65105251 | FLUE BAFFLE | 28.52
65105242 | REAR CASE | 59.95
65105232 | VERTICAL LOUVER | 18.12
65105219 | CONTROL PANEL COVER (FRONT) | 14.25
65105598 | KEYBOARD | 11.77
65105597 | WIRING | 14.49
65105594 | PLUG WITH COVER | 23.71
65105575 | INTERMEDIATE RING | 19.01
65105538 | WHEEL (UNIVERSAL) | 20.49
65105531 | CABLE (PUMP) | 8.61
65105491 | PIPE (C.H. RETURN) | 32.44
65105421 | MASK (CONTROL PANEL) | 69.28
65105374 | WIRING | 14.49
65105373 | REACTOR ANODE | 28.3
65104748 | HEAT AND COOLING ENERGY METER | 915.56
65104740 | LOCK NUT 3/4 | 5.93
65104728 | PLASTIC COVER + NEON LENS | 9.95
65104723 | COLLECTOR BOTTOM BRACKETS | 22.28
65104688 | PLASTIC COVER + NEON LENS | 8.98
65104687 | SPLASH PREVENTER | 6.23
65104686 | SPLASH PREVENTER | 5.41
65104685 | SPLASH PREVENTER | 5.46
65104682 | MANIFOLD (C.H. RETURN) | 52.85
65105176 | KNOB | 3.17
65105167 | REMOTE CONTROL | 160.14
65105165 | BURNER JET FULL KIT (LPG) | 71.25
65105149-01 | P.C.B. (DISPLAY) | 177.83
65105149 | P.C.B. (DISPLAY) | 177.83
65105148 | MODULE KIT (EEPROM) | 19.5
65105128 | POWER MODULE | 223.59
65105090 | LOW PRESSURE SWITCH | 34.41
65105059 | REMOTE CONTROLLER HOLDER | 17.22
65005676 | 50 KW STANDARD STARTING BATTERY | 564.8
65005304 | SERVICEKIT VARION C-POWER M | 4046.03
65005679 | EXTENSION SLIDE BAR | 471.25
65005680 | CONFIGURATION LOAD UNIT | 4461.4
65005734 | PLUG FOR HEADER FLOW / RETURN | 21.45
65005735 | SCREW FOR GAS VALVE MOUNTING | 2.75
65005736 | SCREW FOR GAS PIPE MOUNTING | 2.75
65005737 | EXPANSION VESSEL 8,5L | 260.2
6500574200 | P.C.B. ENERGY MANAGER | 178.35
65004978 | SMART MOTOR CONTROLLER AB SMC-3 | 2746.44
65004857 | CORRUGATED HOSE DN25 L450MM 1 IN | 108.2
65004506 | TUBE SILIKON D10X3 RED | 116.38
65004504 | SPARK PLUG DENSO GK5-1 V C-P S, M+ | 74.18
65004503 | SPARK PLUG DENSO GK3-5 V C-P L | 105.47
65004501 | SQUARE KEY 8MM V C-P | 24.76
65004498 | VALVE COVER GASKET V C-P M+ | 778.42
65004495 | PUMP UPM3 25-75 130 AZA V C-P | 359.35
65004492 | OVERFLOW VALVE V C-P M+ | 183.81
65004491 | THERMOSTAT STEGO STS 011 NO 0-60GR | 80.46
65004485 | TEMPERATUR SENSOR EXHAUST V C-P M+ | 881.84
65004484 | TEMPERATUR CONTROLE DEVICE 110GR V C-P | 91.8
65004482 | O-RING D193X8 FKM 75 DIN 3771 V C-P | 82.9
65004481 | O-RING D142X8 EPDM V C-P | 42.7
65004480 | OIL FILTER V C-P M+ | 136.84
6500639000 | PIPEWORK | 32
6500638200 | RESTRICTION PLATE D25 | 33.89
6500638100 | RESTRICTION PLATE D22.5 | 33.89
6500637700 | RESTRICTION PLATE D13.5 | 30.12
6500637600 | AIR/GAS SPREADER PLATE | 393.61
6500637500 | AIR/GAS SPREADER PLATE | 364.01
6500637400 | AIR/GAS SPREADER PLATE | 350.02
6500616500 | WATER TAP FILL/DRAIN VALVE G1/2 in DHW | 23.91
6500637300 | AIR/GAS SPREADER PLATE | 343.36
6500637200 | AIR/GAS SPREADER PLATE | 332.11
6500637100 | AIR/GAS SPREADER PLATE | 304.64
6500637000 | AIR/GAS SPREADER PLATE | 476
6500636800 | SPRING BAND CLAMP 46X12 | 34.8
6500636700 | SPRING BAND CLAMP 44X12 | 35.25
6500636600 | HOSE CLAMP | 40.95
6500636500 | CONNECTION GROUP | 854.55
6500636400 | BLEED VALVE | 15.4
6500608000 | SEAL FRONT/BURNER DOOR (ROPE) CPA 50-500 | 117.19
6500581200 | COMPRESSOR CABLE | 56.41
65001815 | MOTOR PROTECTION SW.0.35-0.5A 193-KA50 | 181.11
65001192 | GRANULATED PACKAGING | 36.88
65000759 | ELECTRODE (DETECTION) WITH CABLE | 26.69
65004470 | AIR FILTER CARTRIDGE P828889 V C-P | 93.59
65004469 | AIR FILTER CARTRIDGE P822768 V C-P | 196.88
65004468 | AIR FILTER CARTRIDGE P822768 V C-P | 130.87
65004466 | BALL VALVE 3/4 in IG/AG WITH WING HANDLE | 45.51
65004465 | BALL VALVE 1 in IG/AG WITH WING HANDLE | 55.44
65004464 | BALL VALVE 1 in AG/AG WITH WING HANDLE | 80.38
65004462 | CORROSION PROTECTION 10 LITER V C-P | 337.89
65004460 | HINGED FLOAT SWITCH NIG M16X2 V C-P | 163.89
65004453 | CABEL F. GAS VALVE SIT 822 NOVA V C-P M+ | 136.51
65004448 | GAS VALVE SIT 822 NOVA | 976.28
65004446 | GAS PRESSURE SWITCH 10-50 | 245.49
65004440 | GASKET PM+E01 COOL.CIRC. ENG. V C-P M+ | 80.99
65004436 | PRESSURE SWITCH LGW 6 A2-7 V C-P | 227.47
65004433 | PRESSURE SENSOR BOSCH DS-S3 TF V C-P | 165.05
65004424 | SEAL EXHAUST OVAL V C-P M, L | 17.76
65004422 | HOT WATER EXPANSION TANK 25L G3/4 V C-P | 205.82
65004391 | PRESSURE SENSOR RPS 0-2,5BAR V C-P | 58.26
65004384 | SONDA LAMBDA 1KS 4Y V C-P | 352.62
65004291 | MAINFOLD S AURON B20 | 1373.21
65004290 | MAINFOLD S AURON B15 | 1057.22
65004208 | FLANGE D80 VARION C-POWER | 229.1
65004080 | SERVICEKIT VARION C-POWER L 50.0 W01 | 4484.28
65003925 | OIL PRESSURE SWITCH 1KS/4Y VAR. C-POWER | 88.92
65002979 | REPL. KIT SOLAR PUMP DN 32 180 | 799.3
65002248 | MANIFOLD S AURON B20 / SPARE | 487.23
65002247 | MANIFOLD S AURON B15 / SPARE | 541.45
6500643600 | BUTTERFLY DOOR LOCK | 254.03
65070209 | PUMP | 303.93
65070034 | TUBO RITORNO | 27.39
65070029 | SPINDLE (KNOB) | 2.15
65072267 | GASKET | 10.36
65072266 | PIPE HOLDER | 10.4
65072258 | PANEL (FRONT - SEALED CHAMBER) | 50.84
65072255 | CLAMP | 7.86
65071989 | GASKET RING DN16 | 4.1
65071973 | CENTRALINA CONTROLLO FIAMMA LISA 28 CA | 219.58
65071816 | RACCORDO VABCO DA G1-2 D.14 LISA CA/CS | 5.95
65071116 | MANTELLO-PAN.INSERTO SERIGRAFATO TRIA | 19.4
65070851 | FLUE BAFFLE | 14.83
65070491 | PIPE (COLD WATER INLET) | 21.94
65070246 | PIPE (EXPANSION VESSEL) | 23.67
65070230 | PIPE (C.H. RETURN) | 40.8
6500726600 | CONTROL BOARD | 12.13
6500673400 | FILTER | 114.71
6500673300 | FILTER | 64.02
6500673200 | 4-WAY VALVE (KIT) | 1275.84
6500673100 | ELECTRONIC EXPANSION VALVE | 378.46
6500672100 | O-RING | 0.7
6500657600 | SUCTION ACCUMULATOR 7KW (KIT) | 103.17
6500657500 | SUCTION ACCUMULATOR 10KW (KIT) | 112.53
6500656200 | SOLENOID (WATER-GAS VALVE) | 37.31
6500727300 | CONTROL BOARD | 45.64
6500784600 | THROTTLE INTEGRAL 42 MM | 3115.48
6500784500 | CATALYST SET (el) TO ID 1303 | 7527.64
6500784400 | GASKET FLANGE 127X77X3 NOVAMICA | 172.28
6500784300 | CROSS FLOW REFURB (el) | 17559.08
6500773800 | CONTROL BOARD | 10.11
6500761800 | KIT (HALL SENSOR) | 194.7
6500761200 | SUPPORT (AIR PRESSURE SWITCH) | 5.25
6500734100 | PANELS KIT CHX/ELCO/ATAG WH PCM4 | 407.87
6500731500 | EVAPORATOR | 947.9
6500731400 | EVAPORATOR | 552.4
6500727500 | CONTROL BOARD | 45.64
64990908 | PUMP 20-60 | 171.95
64990892 | CABLE GUIDE FS-/WHBC | 26.6
64990870 | CONTR. LMS 6.1 RECTIF. THS S P 46 4.22 | 224.3
64990816 | CONTROL UNIT MASTER+HMI | 69.3
64203675 | HEAT EXC. 2ND+3RD HE TR-XL300 IND | 8562.85
64990216 | GASKET PUMP 30X20X2 SOL.CYL. (2 PCS) | 18.6
64203498-01 | PCB LMS 14 R6.3 900 KW EVO | 314.79
64203490-01 | PCB LMS 14 R6.3 950 KW ECO | 314.79
64991048 | PIPE DRAIN INLETCOMB. PF/ESHR | 62.19
64991013 | CONN. 2-POLE WHITE+BRIDGE | 28.11
64991010 | SCREW 3,5X9,5 SINK D7981 (5 PCS) | 9.92
64990998 | BOLT M3X30 (3 PCS) | 15.95
64990962 | FITTINGSET THR.W.VALVE VRT/HRT | 38.73
64990942 | CONTROL UNIT LMS14 MINI+STICK | 564.71
64990713 | PUMP WILO FOR 25-130/9-87/IPWM | 280.58
64990685 | CABLE HARNESS SLAVE FS/WHBC | 110.45
65000427 | RECUPERATOR OF CONDEN. | 662.71
64990681-01 | HMI ELCO FS/WHBC DE | 197.1
64990680-01 | HMI ELCO FS/WHBC SE | 123.17
64990715-01 | CONTROL UNIT FS/WHBC 60/65 | 359.6
64990812-01 | CONTROL UNIT MASTER FS/WHBC | 119.45
64990811 | SERVICE KIT BACK PACK PHE | 331.54
64990801 | CONVERSION SET FS/WHBC 200KW | 211.14
64990800 | CONVERSION SET FS/WHBC 170KW | 211.14
64990798 | CONVERSION SET FS/WHBC 100KW | 211.14
64990797 | CONVERSION SET FS/WHBC 60-70KW | 211.14
64990790 | CLAMP BAR TOP PART H.EX. ICONXL-2 | 39.3
64990773 | O-RINGGREASE VR 69-252N 20GR | 43.93
64990719-01 | CONTROL UNIT FS/WHBC 140/150 | 359.6
64203684 | HEAT EXC. 2ND+3RD HE TR-XL250 IND | 6256.69
65000240 | CONTROL BOX KM628 ZW (Honeyw.) | 762.9
65000237-01 | CONTROL BOX KM628 IP (Honeyw.) | 1048.16
65000236-01 | CONTROL BOX KM628 | 577.24
65000236 | CONTROL BOX KM628 | 577.24
65000235-01 | CONTROL BOX KM628 CV (Honeyw.) | 1192.74
65000234-01 | CONTROL BOX KM628 | 1369.6
65000230-01 | CONTROL BOX KM628 | 1095.69
65000226-01 | CONTROL BOX KM628 CV (CVI) | 1232.64
65000224 | MOTOR WITH CABLE 2,2 KW | 1410.94
65000206 | CONDENSATE TRY | 94.58
65000699 | ASSEMBLY RAIL 2250MM | 43.95
65000532 | ADJUSTABLE FEET (Qt:1) | 28.46
65000506 | FAN GASKET | 7.94
65000505 | GASKET | 9.51
65000504 | GASKET | 20.6
65000434 | PLUG IGNITION GAS VALVE | 47.2
65000404 | OPTIMIZATION KIT MIXING SYSTEM R602 | 1470.85
65000335 | RIGHT CASING PANEL | 622.92
65000334 | LEFT CASING PANEL | 391.38
65000326 | TOP PLATE | 169.57
65000288 | PRESSURE RELIEF VALVE 4 BARS 3/4 | 156.53
65000285 | SAFETY VALVE 1 1/4 in 8 BAR | 448.52
64991095 | MODULE 0-10 VOLT | 187.62
64991088 | PIPE DWK PUMP EXPANSION TANK ESHR | 38.03
64991081 | CONTROL UNIT 1417 H1.1 | 270.8
64991078 | GASKET CASING PF/ESHR | 18.94
64991070 | E-SHR WIRING | 85.58
64990371 | PIPE CYLINDER-3WV DHW | 55.12
64990368 | PIPE RETURN-3WVALVE | 69.63
64203717 | LINE FILTER SUPPRESSOR FN2030-16-06 | 78.26
64203713 | AIR VALVE | 291.45
64203688 | HEAT EXC. BURNER+1ST HE TR-XL500 IND | 8954.47
64991218 | DOSING VALVE 6,0 L/MIN BLACK | 41.05
64991205 | CAP HYDRO BLOCK 1/2 INCH | 24.84
64991204 | GASPIPE A-SERIE OSS2 | 45.6
64991203 | GASPIPE A-SERIE OSS1 | 36.64
64991195 | DOSING VALVE CH Ï9MM WHITE | 114.45
64991168 | ADAPTER CABLE FAN 230V OSS3/4 | 1.98
64991167 | SUPPLY CABLE+PLUG QR | 14.21
64991159 | CLAMP RING FLUE CONNECTOR D.=80MM | 38.32
64991130 | CABLE HARNESS PWM CONTROL PUMP | 14.26
64991128 | CASING SET ATAG A | 77.35
64991125 | PIPE SEALS KIT | 16.87
64991123 | DOOR COVER | 20.34
64991120 | POWER SUPPLY CABLE 230V | 12.78
65101071 | CONTROL KNOB | 3.03
65101056 | OUTDOOR SENSOR | 51.23
65101228 | CABLE (EV1GAS VALVE) | 18.94
65101253 | SUPPORT BRACKET | 40.21
65101261 | OUTLET PIPE | 4.01
65100861 | GAS GROUP | 176.77
65101048 | MIXING PIPE | 27.84
65101047 | CABLE (POWER SUPPLY) | 2.89
65101045 | HIGH VOLTAGE CABLAGE | 16.23
65101044 | CASE PANEL | 51.08
65101043 | RETURN PIPE | 21.94
65101032 | FLUE HOOD (COMPLETE) | 24.66
65101030 | FLUE HOOD (COMPLETE) | 26.54
65101352 | CASE PANEL (L.H. SIDE) | 18.81
65101347 | KIT (THERMOSTAT/HEATING ELEMENT) | 50.98
65101340 | PLASTIC COVER | 76.28
65101328 | PLASTIC COVER (COMPLETE) | 96.97
65101325 | SACHET 4 CHEVILLES-2 VIS-4 RON | 12.96
65101319 | FLUE EXHAUST MANIFOLD | 6.37
65101317 | GASKET (AIR PRESSURE SWITCH) | 2.97
65101316 | SPLASH PREVENTER | 3.94
65101313 | PROTECTION PLATE | 33.07
65101297 | SCREW (M4X8) + WASHER | 3.63
65101295 | RUBBER WASHER | 4.92
65101292 | CONNECTORS COVER KIT | 2.49
65101282 | PLASTIC COVER | 43.27
65100929 | TRANSFORMER OF POWER SUPPLY | 97.69
65100912 | INJECTOR | 12.27
65100908 | KNOB | 4.38
65100906 | CONTROL PANEL | 18.58
65100905 | BOX (CONTROL PANEL) | 20.34
65100904 | BOX COVER (CONTROL PANEL) | 17.3
65100884 | BASE | 51.58
65100881 | GAS GROUP | 148.36
65100873 | SWITCH COVER | 1.78
65100872 | PLASTIC COVER | 5.66
65100869 | UNION | 33.91
65100855 | INSERT 1" | 1.58
65100854 | TUBE | 15.78
65100852 | INTER IGNITION BLADE | 18.74
65101004 | PROBE SHEATH | 7.59
65100958 | DELIVERY PIPE | 19.28
65100956 | PIPE (C.H. RETURN) | 47.11
65100954 | DELIVERY PIPE | 17.8
65100953 | GAS PIPE | 35.76
65100943 | DISTRIBUTION GROUP (RETURN) | 35.32
65101770 | SPACER | 60.56
65101760 | FUME HOUSING | 25.62
65101747 | CABLE (POWER SUPPLY) | 53.93
65101716 | MAINBOARD | 161.73
65101715 | P.C.B. | 322.84
65101714 | P.C.B. | 220.91
65101699 | WATER LEVEL SWITCH | 15.66
65101660 | CENTRIFUGAL FAN (UPPER) | 28.93
65101657 | PIPE UNION 2 D=131 | 13.58
65101637 | CASTOR | 16.15
65101977 | CAPACITOR 20UF/400V | 16.31
65101955 | VALVE GAS DIAPHRAGM (D=5.9) | 11.7
65101898 | 3/8 NUT | 6.39
65101813 | CONDENSATE TRAP (LOWER) | 8.74
65101429 | FLUE HOOD | 31.14
65101426 | PUMP | 154.22
65101421 | AIR BAFFLE PLATE | 13.27
65101420 | PROTECTION SCREEN | 23.13
65101417 | PUMP | 218.41
65101410 | ROOM THERMOSTAT | 64.77
65101409 | C.H.W. FLOW-RETURN PIPE | 14.14
65101406 | POWER CABLE | 8.9
65101393 | SUPPORT | 15.34
65101391 | PIPE (GAS VALVE/BURNER) | 22.73
65101390 | PRESSURE GAUGE | 33.44
65101389 | BUTTON (RESET) | 3.29
65101388 | PUSH BUTTON | 7.3
65101385 | DUCT | 28.4
65101382 | RETAINING CLIP (AUTO AIR VENT) | 2.32
65101387 | CONTROL KNOB | 6.01
65101381 | DELIVERY PIPE | 32.42
65101373 | CONTROL PANEL | 6.87
65101542 | ELECTROSTATIC FILTER | 17.35
65101540 | FILTER BRACKET | 14.08
65101528 | MOTOR (FAN) | 44.72
65101482 | SCHEDA ECOSMART (CONFEZIONE) | 627.43
65101479 | ELEMENT | 36.42
65101470 | ELEMENT (3X330W 230V) | 73.62
65101466 | BASE - BOX | 10.29
65101464 | WIRING KIT ( PROTECH) | 13.33
65101461 | VALVE GAS DIAPHRAGM (D=5.7) | 11.7
65100285 | NEUTRE ADHESIVE LABEL | 9.66
65100312 | CABLE (POWER SUPPLY) | 4.9
65100361 | COMPLETE DOOR | 21.92
65100301 | CASE PANEL (R.H. SIDE) | 191.83
65100300 | CASE PANEL (L.H. SIDE) | 114.06
65100299 | PIPE (GAS VALVE/BURNER) | 17.99
65100297 | INTERCONNECTING CABLE | 12.64
65100413 | PLASTIC COVER + NEON LENS | 11.3
65100465 | FRONT BRACKET (FLUE HOOD) | 12.86
65100462 | CONTROL PANEL COVER | 12.88
65100461 | CONTROL PANEL | 11.46
65100460 | ANALOGIC INTERFACE | 8.44
65100453 | PIPE (COLD WATER INLET BOILER ) | 22.68
65100450 | PIPE (CYLINDER FLOW) | 11.34
65100449 | SPRING | 4.79
65100445 | SHELL (REAR) | 10.59
65100444 | LAGGING | 3.88
65100443 | SHELL (REAR) | 17.14
65100442 | FRONT COVERING | 9.62
65100439 | CYLINDER SHELL (FRONT) | 78.85
65100438 | HIGH VOLTAGE WIRING | 24.61
65100436 | CONTROL PANEL COVER | 10.34
65100431 | FIXING BRACKET (CASE PANEL) | 7.96
65100424 | GAS PIPE | 34.14
6500642300 | FLUE HOOD | 23.6
65100041 | CONTROL PANEL COVER | 15.44
65084491 | ZUENDKABEL, 1M, FOR MICROMAT EC 11 .. | 24.6
65075245 | CABLE IGNIT.TRANSFO+PLUG 3P 3X0,75 E820 | 20.76
65075055 | CONTROL PANEL | 23.19
65074951 | PANEL (R.H. - L.H. SIDE) | 18.69
65074889 | CABLE (POWER SUPPLY) | 4.18
65074136 | GASKET/BURNER FLANGE 300X300X8 D225 | 22.17
65100243 | VALVE GAS DIAPHRAGM (D=4.5) | 8
65100207 | BRACKET (FLUE CONTROL PROBE) | 2.42
65100172 | PANEL (COMBUSTION PANEL - REAR) | 6.68
65100168 | LED PANEL WITH INTERRUPTING CARD | 38.14
65100144 | WASHER (1 1/2) | 4.56
65100143 | WASHER (1 ) | 3.97
65100141 | BASE | 84.97
65100066 | PIPE TEMPERATURE SENSOR | 10.35
65100061 | TRANSFORMER | 16.64
65100033 | 4-WAY VALVE WITH COIL | 64.15
65100026 | CAPILLARY ASSY | 21.12
65100706 | COVER INSULATION | 9.01
65100691 | FAN | 59.47
65100685 | CONTROL PANEL COVER | 6.02
65100722 | COMBUSTION CHAMBER | 16.13
65100784 | P.C.B. | 163.4
65100780 | LOW VOLTAGE WIRING | 13.95
65100769 | LOW VOLTAGE WIRING | 16.06
65100768 | CASE PANEL (FRONT) | 49.57
65100766 | TRIM | 16.94
65100761 | KNOB | 5.18
65100755 | SPINDLE (KNOB) | 5.86
65100754 | CABLE HOLDER | 2.67
65100733 | CASE BOTTOM PANEL | 103.25
65100731 | TRAY HIDRAULIC GROUP | 39.7
65100727 | PLASTIC COVER | 11.23
65100724 | CASE (COMPLETE - ASSEMBLED) | 79.14
65100723 | THERMOSTAT CONNECTION CABLE | 5.87
65100511 | PIPE (EXPANSION VESSEL) | 9.41
65100505 | CABLE (3-WAY VALVE MOTOR) | 14.6
65100498 | LOW VOLTAGE WIRING | 26.98
65100493 | PANEL (FRONT) | 23.44
65100485 | CABLE BLX-MOD 6VIE | 9.01
65100484 | MOTOR CABLE ELBI | 11.02
65100483 | CABLE (EARTH) | 4.23
65100481 | CABLE (PUMP) | 16.74
65100479 | CABLE (POWER SUPPLY) | 5.5
65100472 | PUMP MOTOR | 82.45
65100668 | THERMOSTAT | 15.5
65100639 | FRONT COVERING | 193.87
65100556 | FRONT COVER DOOR | 12.81
65100554 | CONTROL PANEL | 14.38
65100553 | FLUE (EXHAUST MANIFOLD/HEADER) | 10.87
65100548 | PIPE (C.H. FLOW) | 25.91
65100537 | COMPLETE THERMOSTAT | 181.42
65100524 | FRONT PANEL | 44.89
64200276 | SERVICE SET BURNER R2805 | 4609.32
64201977 | RECUP. OF CONDEN. TOP FIX. + GASKET | 239.82
65105340 | LED | 15.11
4148256971 | SPRING | 4.38
12035581 | CABLE (PROBES) | 14.93
65108004 | SEALING KIT | 312.06
65000423 | SEALING KIT | 381.58
65000424 | SEALING KIT | 238.99
12038441 | GASKET TOP PLATE | 195.98
12084806 | HEADER CONN. 1ST/2ND HE CH | 277.58
64201430 | SEAL (SILICON TUBE) | 83.69
64201922 | GASKET FAN TH-L 150 | 26.9
64201583 | TOP PANEL (KIT) R606 | 320.82
64201591 | SEAL (SILICON TUBE) | 10.87
64201592 | SEAL (SILICON TUBE) | 41.27
65300727 | BRACKET CONTROL UNIT 198X224X85 90░-90░ | 52.8
65300568 | PLATE CLOSING 48X36X28/PHOTOCELL | 7.67
65320225 | WAISTBAND D102/90X57 / SETTING AIR | 32.09
65321223 | AIR FLAP 134X89,5 R69,5 | 7.08
65323414 | NOZZLE DAN 5,50 GPH 60░ S | 14.9
999413 | PIPE (D.H.W. PRESSURE VESSEL) | 14.58
64990718-01 | CONTROL UNIT FS/WHBC 120/125 | 359.6
64990720-01 | CONTROL UNIT FS/WHBC 170/180 | 359.6
64990721-01 | CONTROL UNIT FS/WHBC 200/210 | 154.54
64980402 | CONTROL PANEL COVER | 15.5
3590786 | DISTRIBUTION PLATE KIT 200 | 83.9
65105255 | FAN | 67.5
65111691 | COVER | 33.84
64991194 | PUMP UP 15-50 | 196.36
65103221 | BURNER | 189.02
65104379 | LOWER COVER | 15.94
65150279 | GASKET FOR PROTECH ANODE | 1.37
990112 | THERMOSTAT | 13.84
65101079 | THERMOSTAT | 19.21
64202564 | PUMP YONOS PARA 25/7.5 PWM | 215.23
64202963 | GAS VALVE | 781.74
64202977 | ELECTRODE (IGNITION) | 32.9
64990082 | PUMP UPM3 25-75 | 155.61
64990812 | CONTROL UNIT MASTER FS/WHBC | 99.6
65112103-02 | CONTROL BOARD (ZONES-EVO) | 186.26
65118350 | LED (BLUE+BROWN WIRE) | 1.23
65116556-02 | IGNITION AND DETECTION ELECTRODE | 29.02
65116558 | FAN | 88.04
65153433-05 | P.C.B. (TDM) | 139.46
924002 | FLANGE GASKET D170X105X5 TK150 WITH 6 HO | 15.7
65155628 | HEATING ELEMENT 1200W 220-240V | 33.75
64990056 | CABLE LOOM+CONN.TERMINAL CPL. OSS4 | 264.67
64990055 | CABLE LOOM+CONN.TERMINAL CPL. OSS1-2 | 264.67
65115826 | WIRING (WI-FI BOARD) | 18.69
60001897-03 | P.C.B. (MAIN) | 242.56
65154767 | POWER SUPPLY CABLE (MAIN P.C.B.) | 14.2
65121547 | WIRING LEFT TB | 54.1
65151615 | POWER CABLE | 10.57
61308277 | PRINTED CIRCUIT BOARDS | 333.85
61316920 | P.C.B. (MAIN) + P.C.B. (DISPLAY) | 282.83
64202532 | PUMP WILO STRATOS PARA 30/1-8 PWM | 351.51
64202565 | PUMP (STRATOS PARA 25/1-9 PWM) | 382.63
65102250 | PUMP | 303.93
65102902 | PUMP HEAD | 142.35
65104338 | NTC PROBE | 28.38
65116585-04 | P.C.B. (MAIN) | 186.26
65120352-01 | P.C.B. (WIFI-REM4) | 39.6
64990455 | CONTROLLER LMS 6.1 RECTIF. THS. PLUS 34 | 399.44
64990458 | CONTROLLER LMS 6.1 RECTIF. THS. PLUS 54 | 186.75
64990679-02 | CONTROL UNIT SLAVE FS/WHBC | 106.4
64990753 | PUMP UPM3 W3 25-75 - THISION S PLUS | 192.45
64990813 | CONTROL UNIT MASTER+HMI ELCO SE | 189.58
64990814 | CONTROL UNIT MASTER+SLAVE+HMI ELCO DE | 230.63
64203519 | MODULE HMI 12 LANGUAGES V7.6 | 271.98
65120602 | FLOW SWITCH | 132.47
65152900 | P.C.B. (MAIN) | 44.16
65118697 | FILTER | 1.19
65106849 | PUMP | 269.15
65112087 | AIR RELEASE VALVE (BOILER) | 26.07
65121866-01 | ENERGY MANAGER 2.0 CASCADE | 206.4
65103842 | TRANSFORMER | 21.78
64202620 | PUMP WILO YONOS PARA 25/7,5 PWM | 417.03
64202621 | PUMP WILO STRATOS PARA 25/1-9 PWM | 631.81
64202650 | AIR PRESSURE SWITCH 25/35PA | 37.22
60000041 | THERMOCOUPLE + OVERHEAT THERMOSTAT 135░C | 34.13
65111883 | P.C.B. (DISPLAY) | 56.04
65114660 | FLANGE GASKET | 5.84
65115246 | CONTROL BOARD | 32.41
65104672 | AIR PRESSURE SWITCH 74 Pa | 46.95
992163 | HEATING ELEMENT 3000W 380V | 107.67
60001632 | HEATING ELEMENT 1800W 230V | 34.07
65150367 | THERMOSTAT | 17.39
65105275 | CLAMP (D=100X28) | 17.04
65151170 | ANODE D:22 L:285 M5 | 16.01
65152965 | POWER BOARD BOX | 3.05
65106695 | BURNER JET FULL KIT (LPG) | 71.25
65158318 | PIPE (D.H.W. OUTLET) | 8.06
61010047 | PRINTED CIRCUIT BOARD OF REGU. | 174.44
65004861 | MOTOR FIXING SCREW | 6.75
65115776-01 | P.C.B. (DISPLAY) | 43.42
65116262-01 | IGNITION ELECTRODE | 35.48
65116518 | AIR VENT | 23.49
65116789-02 | P.C.B. (DISPLAY) | 139.68
65153742 | MANIFOLD (LPG-G31) | 30.16
995826 | AIR CLEANER | 13.73
65116908-01 | PUMP 5M PWM TACO | 244.16
998484 | AIR PRESSURE SWITCH 40 Pa | 41.1
65115791 | SPARK GENERATOR | 20.54
65116539 | PIPE (C.H. FLOW) 24KW | 20.64
65116541 | FILLING TAP KIT | 25.34
65116585-03 | P.C.B. (MAIN) | 186.26
65116788-02 | P.C.B. (DISPLAY) | 159.97
65117953 | RETURN GROUP | 68.55
65118288 | O'RING FOR DEEP FLANGE (63.6*59.2*2.2MM) | 2.3
65118295 | KNOB SPINDLE | 2.45
65118495 | P.C.B. (WIFI-REM3) WITH SUPPORT | 51.96
65118420 | GASKET 3MM | 3.17
65118649 | P.C.B. (WIFI-REM3) | 39.6
65120376-02 | SENSYS HD BLACK | 164.2
65120807 | P.C.B. (MAIN) | 150.61
65120807-01 | P.C.B. (MAIN) | 150.61
60002780 | KIT GAS RESTRICTOR G31 | 8.87
65119732 | RELIEF VALVE | 4.97
65152077 | SAFETY VALVE 10 BAR | 7.8
65155096 | CONTROL BOARD | 7.2
65191124 | COMPLETE TORPEDO | 4.3
65120376-01 | SENSYS HD BLACK | 164.12
65120795 | P.C.B. (INVERTER) | 387.7
65120796 | P.C.B. (INVERTER) | 387.7
65120815 | PUMP SMART LIN TF95 | 154.02
65120844-02 | P.C.B. (ENERGY MANAGER) | 180.06
65120844-04 | P.C.B. (ENERGY MANAGER) | 178.35
65121623 | P.C.B. TDM (9-11KW) | 134.9
65122481 | P.C.B. (TDM) | 171.2
570285 | ANODE D:21,3 L:380 M8 | 19.94
570408 | ANODE D:21 L:255 M8 | 16.01
65118353 | THERMOSTAT 85░ | 6.61
65180328 | THERMOSTAT 57░ | 4
61317663 | THERMISTOR TEMP. SENSOR KIT | 27.86
60000591 | PUMP 6M 2V WILO | 231.58
291085 | ANODE D:21,3 L:660 M8 | 15.76
60001830-01 | P.C.B. (DISPLAY) | 88.76
60001830-02 | P.C.B. (DISPLAY) | 88.76
60002301 | HYDRAULIC FITTING (EXOGEL CARTRIDGE) | 90.1
65120869 | HEAT EXCHANGER WH MEDIUM | 603.6
65120854 | HEAT EXCHANGER WH SMALL | 527.3
65152099 | HEAT EXCHANGER | 140.08
65320034 | CONTROL UNIT LGB 22.330 A2EM | 293.85
65116875 | TIMECLOCK | 51.4
61312187 | THERMISTOR TEMP. SENSOR | 16.58
65111742 | IONISATION PROBE D8X61 d4/6,4 D3X30 | 7.89
60000106 | CONNECTION SET SOLATRON A2.3/A 2.3Q/R2.5 | 212.91
60000676 | STEATITE HEATING ELEMENT 1200W 230V | 47.51
65118343 | KNOB RING | 1.73
65158269 | WATER FLOW SENSOR | 17.25
65103321 | HEATING ELEMENT 1500W 220/240V | 60.6
65158319 | PIPE (COLD WATER INLET) | 10.74
64991009 | BALL/SOCKET SCREW DRIVER | 30.05
65003461 | CONTROLLER LOGON-M G1/E-TEIL | 706.57
65003461-01 | CONTROLLER LOGON-M G1/E-TEIL | 706.57
65118534 | VENTURI 30KW | 13.2
65003907 | SERVICEKIT VARION C-POWER M 11.0-21.0 | 2088.18
343344 | BACKFLOW HOOD GASKET | 29.24
65180239 | MICROSWITCH 3 CONTACTS | 3.82
65320925 | ELECTRODE BLOCK 25X40 d4 D2X25 45░Curved | 41.01
65118346 | RELAY | 19.85
65323383 | NOZZLE DAN 1,75 GPH 45░ S | 25.9
65003906 | SERVICEKIT VARION C-POWER S 5.0-7.2 | 1734
6500706300 | BEARING VCP | 171.14
6500706400 | GREASE HIGH TEMPERATURE SYNTHETIC VCP | 257.48
898608324 | MODEM | 676.78
64991257 | CONTROL UNIT MASTER FS/WHBC X1.0 | 311.06
6500637800 | RESTRICTION PLATE D15.5 | 33.89
6500637900 | RESTRICTION PLATE D16.5 | 33.89
6500638000 | RESTRICTION PLATE D17.9 | 33.89
6500669600 | P.C.B. (TDM) 10.19.00 | 161.35
801004965 | GAS VALVE MBC-700-SE02 | 1529.7
65300940 | ELECTRODE BLOCK 25X43 d4 30░ (X50) | 547.09
65326086 | BAFFLE PLATE D85 8SL | 23.1
65324165 | COUPLING D48/38/11X36 PUMP | 36.39
65323398 | NOZZLE DAN 2,50 GPH 45░ S | 23.3
65323394 | NOZZLE DAN 2,25 GPH 45░ S | 24
880113221 | TEMPERATURE GAUGE | 119.08
65152812 | TEMPERATURE SENSOR LOW PRESSURE + AIR | 9.88
65152921 | TWO-WAY SERVICE TAP | 20.4
65108440 | BACK CASING COVER | 35.93
65108441 | TOP CASING FRONT | 61.83
65151966 | TOP BEHIND | 25.92
65154763 | COMPRESSOR WIRE | 24.9
65101474 | ELEMENT (3X1780W 230V) | 112.13
924070 | FLANGE GASKET | 4.14
994103 | HEATING ELEMENT 1500W 120V | 24.69
64203513 | PANEL (FRONT-R.H.SIDE) | 258.2
65322222 | BI-THERMOSTAT ADJ. 20-80░ 30-90░C | 243.72
64203128 | PIPE (DN 80-90░L=110X140) | 28.4
64990057 | STICKER CONN.TERMINAL THISION | 32.43
64990545 | TUBE SILICON 8,5X1,5 RED | 18.22
64202219 | VALVE S0.213 BASIC 1.1/4 THISION L | 31.88
64202635 | DOOR (EXCHANGER) | 575.76
64990095 | TOP CASING S13-S34 | 48.99
64203010-01 | PC.B. LMS 14 6.3 150 KW G20 | 437.54
64202751 | BASE COVER PLATE TRIGON XL 250 | 553.2
64202776 | HEADER HEAT EXC. 2ND HE 300-570 | 595.9
64202796-01 | HEAT EXC. BURNER+1ST HE TR-XL400 | 5883
64202797 | HEAT EXC. 2ND+3RD HE TR-XL400 | 7386.7
64202815-01 | HEAT EXC. BURNER+1ST HE TR-XL500 | 6222.52
64202959 | HEADER (PRIMARY HEAT EXC.B RET.300-570) | 542.1
64202960 | HEADER (HEAT EXC. 1ST HE 300-570) | 488.91
64203141-01 | P.C.B. LMS 14 6.3 200 KW G20 IP | 324.21
64203145-01 | P.C.B. LMS 14 6.3 500 KW G20 IP | 475.8
64203186 | VALVE FLUE GAS TR-XL 250 +300 | 278.81
64203504-01 | PCB LMS 14 R6.3 1700 KW EVO | 186.94
64202478 | BURNER/1ST HEAT EXCHANGER IP R605 | 8028.9
64202950 | WALL MOUNT BRACKET GENUS HP 85-150 | 48.13
64203120 | CABLE (MIN.GAS PRESSURE SWITCH) | 31.4
64203119 | CABLE (FLUE GAS SENSOR) | 25.4
64990058 | POWER SUPPLY CABLE WITH PLUG | 44.55
64202812 | COVER CASING TR-XL 500 | 454.9
64203290 | PANEL (R.H.SIDE) | 635.9
64203292 | PANEL (FRONT L.H.SIDE) | 1072.5
64990000 | CASING COMPL.THISION S13-S34 | 406.94
64990025 | GASKET OF AIR BOX-PIPE GAS | 10.16
64990059 | CONNECTOR 2-POLE PURPLE | 25.72
64990064 | CONNECTOR 4-POLE BROWN | 30.51
64990065 | CONNECTOR 6-POLE BLUE | 11.67
64203346 | TOP PANEL MEDIUM TRXXL | 533.41
64203373 | COVER PANEL LEFT TRXXL | 1003
65107967 | UPPER COVER PLATE | 2840.8
64200568 | GASKET FD 78-60-2 | 16.2
64990268 | GASPIPE SHORT | 40.97
65155638 | CAPILLARY ASSY | 30.5
65323599 | FLANGIA IN ALL. 1/2 Dritta HONEYWELL 459 | 37.73
65120532 | FILTER BOARD | 388.11
65120547 | ELECTRONIC EXPANSION VALVE | 176.36
65120580 | INVERTER BOARD (COMPRESSOR) | 1787.8
65120585 | PHASE RELAY | 97.3
65155642 | ELECTROVALVE COIL | 32.2
65154984 | PLATE HEAT-EXCHANGER | 589.2
64980787 | IGNITION ELECTRODE | 33.1
64990891 | EXPANSION VESSEL FLEXCON PREMIUM 8L | 97.11
64990568 | CABLE LOOM SET THS S PLUS OSS4 | 264.67
65155089 | MODBUS CABLE | 29.4
65121580 | CABLE HCR-LWT-PWM-FLOWMETER | 39.2
65121103 | PIPE (D.H.W. DELIVERY) | 33.42
65155069 | CAPILLARY LINE ASSY-M | 32.6
64990810 | SERVICE KIT BACK PACK LLH | 102.3
64990943 | SERVICE KIT ATAG QR SERIES | 3184.62
64990712 | WALL HUNG BOX FOR MAD Q23BC | 97.61
12081737 |  | 46.78
12070770 |  | 203.71
13018134 |  | 128.24
171251 |  | 174.31
171237 |  | 63.54
0VARION-50C |  | 0
0VARION-30 |  | 0
0VARION-50S |  | 0
0VARION07.2 |  | 0
0VARION50HT |  | 0
0VARION-25 |  | 0
0VARION-20 |  | 0
0VARION-16 |  | 0
0VARION-11 |  | 0
0VARION-05 |  | 0
0VESS0008L |  | 102.74
0VESS0012L |  | 140.35
0VESS0018L |  | 125.13
0VESS0025L |  | 198.46
0VESS0035L |  | 303.02
0VESS0050L |  | 382.81
0VESS0080L |  | 542.4
0VESS0100L |  | 791.41
0VESS0140L |  | 826.85
0VESS0200L |  | 1096.39
0UKEPHE41989 |  | 13246.6
0UKEPHE41519 |  | 13191.61
0UKEPHE-41 |  | 4846.05
0UKEPHE-07 |  | 4846.05
0UKEPHE-06 |  | 4846.05
0UKEPHE-05 |  | 21764.24
0UKEPHE-04 |  | 4846.05
0TWINTHERMO2 |  | 0
0TWINTHERMO |  | 0
0TWH-0102 |  | 1658.41
0TWH-0101 |  | 1333.35
0SUPCONTROL |  | 172.84
0SUPARB3600 |  | 0
0SUPARB3100 |  | 0
0SUPARB2580 |  | 0
0SUPARB2050 |  | 0
0SUPARB1850 |  | 0
0SUPARB1640 |  | 0
0SUPARB1300 |  | 0
0SUPARB1100 |  | 0
0VESS0250L |  | 1026.24
12003527 |  | 197.36
12002737 |  | 295.53
11002600 |  | 94.18
11001484 |  | 279.94
0WDE0400C1A3 |  | 4323.96
0WDE0305D2A3 |  | 3319.7
0WDE0305C1A3 |  | 3403.36
0WDE0255C1A3 |  | 2642.2
0WDE0215C1A3 |  | 2501.68
0WDE0150C1A3 |  | 3124.43
0VESS100LHS |  | 954.2
0VESS080LHS |  | 708.56
0VESS0800L |  | 3503.1
0VESS0600L |  | 3271.53
0VESS0500L |  | 2099.9
0VESS0400L |  | 2449.53
0VESS0300L |  | 1455.85
0STHERM65DHW |  | 4860.46
0STHERM55DHW |  | 4860.46
0STHERM45DHW |  | 4860.46
0STHERM105H |  | 10582.41
0STHERM-95H |  | 4995.58
0STHERM-8C |  | 5345.45
0STHERM-85H |  | 10218.59
0STHERM-7C |  | 4995.58
0STHERM-6C |  | 5210.71
0STHERM-5H |  | 4882.03
0STHERM-50H |  | 8255.14
0STHERM-4C |  | 5140.71
0STHERM-40H |  | 4995.58
0STHERM-3C |  | 5054.49
0STHERM-35H |  | 6283.06
0STHERM-27C |  | 10785.69
0STHERM-25C |  | 4995.58
0STHERM-23C |  | 10357.72
0STHERM-22H |  | 5232.28
0STHERM-20H |  | 5097.58
0STHERM-1C |  | 5000.59
0STHERM-17C |  | 8308.65
0STHERM-16H |  | 5027.54
0STHERM-14C |  | 4995.58
0STHERM-12H |  | 4941.31
0STHERM-10C |  | 6487.85
0STHER110DHW |  | 4887.41
0STR-2008 |  | 112.65
0SUPARB0900 |  | 0
0SUPARB0800 |  | 0
0SUPARB0700 |  | 0
0SUPARB0600 |  | 0
0SUPARB0500 |  | 0
0SUPARB0450 |  | 0
0SUPAR0450X |  | 13908.04
0SUPAR-5032 |  | 85808.3
0SUPAR-5031 |  | 68657.29
0SUPAR-5030 |  | 53271.23
0SUPAR-5029 |  | 43223.27
0SUPAR-5028 |  | 41088.13
0SUPAR-5027 |  | 38152.31
0SUPAR-5026 |  | 29526.28
0SUPAR-5025 |  | 24479.27
0SUPAR-5024 |  | 29888.71
0SUPAR-5023 |  | 26241.11
0SUPAR-5022 |  | 24308.64
0SUPAR-5021 |  | 20959.36
0SUPAR-5020 |  | 17535.53
0SUPAR-5019 |  | 16833.35
0SUPAR-3600 |  | 66208.41
0SUPAR-3100 |  | 52971.92
0SUPAR-2580 |  | 42332.26
0SUPAR-2050 |  | 33348.36
0SUPAR-1850 |  | 31702.31
0SUPAR-1640 |  | 29435.33
0SUPAR-1300 |  | 22779.87
0SUPAR-1100 |  | 27182.57
0SUPAR-0900 |  | 23058.64
0SUPAR-0800 |  | 20247.29
0SUPAR-0700 |  | 18753.19
0SUPAR-0600 |  | 16169.87
0SUPAR-0500 |  | 17278.83
0SUPAR-0450 |  | 15899.93
0SUPAR-0400 |  | 14000.86
0STRS-2022 |  | 80.04
0STRS-2006 |  | 96.96
0STR-2022 |  | 75.08
0STR-2015 |  | 2825.04
12039453 |  | 463.68
12039442 |  | 389.76
12039431 |  | 219.21
12022975 |  | 34.97
12019785 |  | 62.35
3721718 |  | 21124.49
3721703 |  | 27269.15
3721720 |  | 25425.89
3721792 |  | 94.26
3721793 |  | 133.41
3721317 |  | 93.09
3721316 |  | 70.52
3721313 |  | 482.27
3721311 |  | 360.98
3721025 |  | 27447.3
3721797 |  | 55.28
3721798 |  | 61.85
3721804 |  | 33.08
3721817 |  | 67.27
3721951 |  | 5256.56
3721963 |  | 325.84
3722140 |  | 344.43
3722598 |  | 49
3723012 |  | 353.78
3723111 |  | 264.14
3590777 |  | 5791.76
3590774 |  | 244.32
3590773 |  | 285.63
3590695 |  | 1462.21
3590694 |  | 1330.11
3590692 |  | 1164.4
3590691 |  | 4011.75
3590690 |  | 3295.19
3590688 |  | 2400.8
3590681 |  | 979.74
3590679 |  | 903.96
3590667 |  | 352.89
3590666 |  | 345.96
3723138 |  | 50.76
3726783 |  | 556.57
3726782 |  | 347.95
3726781 |  | 347.95
3726632 |  | 2828.32
3726095 |  | 1517.84
3725930 |  | 71.35
3725929 |  | 80.76
3725928 |  | 42.64
3725921 |  | 378.14
3725920 |  | 2417.66
3725919 |  | 4654.04
3725918 |  | 4649.69
3725917 |  | 329.99
3725916 |  | 252.97
3725915 |  | 207.68
3725914 |  | 129.61
3725913 |  | 171.37
3725912 |  | 73.77
3725701 |  | 45701.11
3725699 |  | 41630.05
3725697 |  | 35601.76
3725085 |  | 188761.45
3725084 |  | 216199.46
3725083 |  | 166097.9
3725082 |  | 103504.18
3725081 |  | 96430.11
3725079 |  | 82707.82
3725078 |  | 72525.92
3725077 |  | 67099.39
3725076 |  | 51793.05
3725075 |  | 50872.89
3724586 |  | 2187.9
3724261 |  | 1956.88
3723738 |  | 984.5
3723686 |  | 400.48
3723683 |  | 2084.99
3723682 |  | 2028.67
3723680 |  | 1876.95
3723452 |  | 58.72
3723447 |  | 2492.96
3590244 |  | 152.88
3590243 |  | 323.57
3590242 |  | 305.57
3590201 |  | 239.48
3590029 |  | 1493.96
3581795 |  | 117524.43
3581774 |  | 99765.62
3581773 |  | 98703.1
3581772 |  | 100025.85
3581771 |  | 77709.32
3581770 |  | 66865.23
3581769 |  | 66261.79
3581768 |  | 62471.63
3581767 |  | 60547.27
3581766 |  | 55450.08
3581765 |  | 81545.41
3581764 |  | 80249.8
3581763 |  | 85342.9
3581762 |  | 66480.55
3581761 |  | 55404.63
3581760 |  | 54759.56
3581759 |  | 52295.92
3581758 |  | 50424.04
3581757 |  | 45784.86
3581756 |  | 81603.89
3581755 |  | 80267.33
3581754 |  | 85174.1
3581753 |  | 66490.49
3581752 |  | 55514.4
3581751 |  | 54752.23
3581750 |  | 52404.65
3581749 |  | 50715.81
3581748 |  | 45772.53
3581747 |  | 45115.87
3580798 |  | 3834.3
3580796 |  | 1915.29
3580794 |  | 789.13
3590251 |  | 339.16
3590665 |  | 337.08
3590664 |  | 325.65
3590662 |  | 309.18
3590661 |  | 295.32
3590656 |  | 396.84
3590635 |  | 2067.8
3590633 |  | 767.11
3590629 |  | 376.53
3590507 |  | 213.51
3590471 |  | 1432.69
3590470 |  | 1446.27
3590466 |  | 200.7
3590463 |  | 261.07
3590459 |  | 805.86
3590458 |  | 805.86
3590457 |  | 865.69
3590456 |  | 599.52
3590445 |  | 1648.19
3590444 |  | 1518.66
3590364 |  | 147.11
3590330 |  | 190.51
3590321 |  | 125.87
3590312 |  | 99.97
3590311 |  | 75.48
3590308 |  | 220.02
3590307 |  | 162.65
3590279 |  | 179.58
3590272 |  | 171.33
3590270 |  | 798.73
3590269 |  | 607.99
3590268 |  | 692.33
3590267 |  | 684.34
3590264 |  | 856.13
3590263 |  | 1719.06
3590262 |  | 1345.75
3590261 |  | 1475.48
3590256 |  | 1569.58
3590254 |  | 799.33
3590253 |  | 728.3
3590252 |  | 313.33
3726784 |  | 812.99
3791638 |  | 166.33
3791637 |  | 118.3
3791636 |  | 125.13
3791635 |  | 172.1
3791634 |  | 190.65
3791633 |  | 211.09
3791632 |  | 80.05
3791631 |  | 152.71
3791630 |  | 106.13
3791629 |  | 77.23
3791628 |  | 94.39
3791627 |  | 83.85
3791626 |  | 43.84
3791625 |  | 285.15
3791624 |  | 123.56
3791623 |  | 119.09
3791622 |  | 94.26
3791621 |  | 130.79
3791620 |  | 118.67
3791619 |  | 55.2
3791618 |  | 139.99
3791617 |  | 69
3791616 |  | 32.73
3791614 |  | 139.04
3791613 |  | 58.45
3791612 |  | 27.88
3791611 |  | 106.19
3791610 |  | 96.52
3791609 |  | 145.94
3791608 |  | 103.11
3791607 |  | 46.78
3791605 |  | 105.56
3791604 |  | 79.58
3791603 |  | 121.93
3791606 |  | 296.33
3791602 |  | 144.6
3791601 |  | 116.71
3791599 |  | 1160.6
3791598 |  | 714.95
3791597 |  | 34.03
3791639 |  | 127.89
3791701 |  | 713.5
3791695 |  | 1073.97
3791694 |  | 1130.44
3791693 |  | 543.16
3791690 |  | 78.77
3791689 |  | 78.77
3791688 |  | 54.17
3791687 |  | 54.17
3791686 |  | 60.21
3791685 |  | 60.21
3791680 |  | 95.2
3791676 |  | 44.32
3791674 |  | 22806.41
3791671 |  | 12832.2
3791669 |  | 8105.33
3791665 |  | 5050.74
3791664 |  | 119.33
3791663 |  | 115.54
3791662 |  | 97.28
3791661 |  | 55.72
3791660 |  | 154.69
3791659 |  | 142.49
3791657 |  | 234.09
3791656 |  | 288.75
3791655 |  | 307.27
3791654 |  | 211.7
3791653 |  | 227.84
3791652 |  | 77.36
3791651 |  | 82.4
3791650 |  | 84.11
3791649 |  | 71.42
3791648 |  | 195.39
3791647 |  | 273.81
3791646 |  | 176.35
3791645 |  | 157.02
3791644 |  | 78.03
3791643 |  | 82.73
3791642 |  | 75.21
3791641 |  | 102.61
3791640 |  | 170.69
3791355 |  | 10040.87
3791345 |  | 89.5
3791332 |  | 1.69
3791318 |  | 33.94
3791309 |  | 283.05
3791308 |  | 196.29
3791307 |  | 104.96
3791306 |  | 103.99
3791305 |  | 95.4
3791304 |  | 105.39
3791303 |  | 185.41
3791302 |  | 25.14
3791301 |  | 47.44
3791300 |  | 49.16
3791299 |  | 53.58
3791297 |  | 185.81
3791241 |  | 1.04
3791223 |  | 3626.54
3791211 |  | 35.12
3791210 |  | 55.5
3791209 |  | 150.9
3791206 |  | 236.05
3791204 |  | 4164.7
3791195 |  | 241.54
3791104 |  | 0.91
3791007 |  | 943.75
3790999 |  | 426.05
3790998 |  | 251.17
3748023 |  | 1589.3
3735256 |  | 0
3735255 |  | 0
3791363 |  | 3905.75
3791596 |  | 48.47
3791595 |  | 55.5
3791594 |  | 42.08
3791592 |  | 258.22
3791591 |  | 65.4
3791590 |  | 41.12
3791589 |  | 76.28
3791588 |  | 71.28
3791587 |  | 787.25
3791586 |  | 425.28
3791585 |  | 33.69
3791584 |  | 63.54
3791582 |  | 32.19
3791581 |  | 29.68
3791580 |  | 40.72
3791579 |  | 42.08
3791578 |  | 37.48
3791577 |  | 53.8
3791576 |  | 19.93
3791575 |  | 40.6
3791574 |  | 39.16
3791573 |  | 44.96
3791572 |  | 68.38
3791561 |  | 359.66
3791501 |  | 596.75
3791500 |  | 163.28
3791494 |  | 2310.52
3791492 |  | 773.34
3791480 |  | 441.17
3791462 |  | 623.7
3791443 |  | 156.5
3791442 |  | 4425.82
3791441 |  | 3406.15
3791440 |  | 2660.48
3791430 |  | 4005.53
3791407 |  | 98.09
3791367 |  | 485.38
3791366 |  | 251.66
3791365 |  | 6859.7
3791364 |  | 4700.82
3318329 |  | 232.4
3318008 |  | 51.74
3142295 |  | 856.86
3100717 |  | 235.5
3100306 |  | 94.66
3086131 |  | 14357.47
3086130 |  | 14059.53
3086129 |  | 17150.76
3086127 |  | 12653.59
3086118 |  | 11717.85
3086117 |  | 10586.54
3086116 |  | 8717.39
3086115 |  | 8780.24
3069418 |  | 284.34
34321 |  | 79.11
0ATKITAROOF |  | 0
0449ABAT |  | 196.34
0ATKITAWALL |  | 0
0ATKITQVALVE |  | 0
0ATQROOF80 |  | 215.28
005434 |  | 375.11
0ATQWALL80 |  | 0
0ATQWALL100 |  | 263.6
0BE-RSC |  | 405.21
0BECO110-5R |  | 6450.09
0BECO110-8U |  | 6482.47
0BECO11012R |  | 6503.99
0BECO11012U |  | 6509.42
0DCIDIVSET |  | 201.03
0BS6644XXL |  | 0
0BRX59100 |  | 6114.35
0BMS-04 |  | 341.97
0BMS-02 |  | 156.5
0BMP |  | 456.49
0BITHIVSET |  | 201.03
0BEVOWALL |  | 0
0BECO65-8U |  | 6056.76
0BECO65-5R |  | 6078.33
0BECO65-20R |  | 6234.55
0BECO65-16R |  | 6164.51
0BECO65-14U |  | 6186.08
0BECO65-13U |  | 6153.7
0BECO65-12U |  | 6083.71
0BECO65-12R |  | 6078.33
0BECO55-8U |  | 5884.3
0BECO55-5R |  | 5851.97
0BECO55-20R |  | 6062.14
0BECO55-16R |  | 5992.05
0BECO55-14U |  | 6013.62
0BECO55-13U |  | 5981.29
0BECO55-12U |  | 5911.25
0BECO55-12R |  | 5905.87
0BECO45-8U |  | 5814.26
0BECO45-5R |  | 5781.93
0BECO45-20R |  | 5992.05
0BECO45-16R |  | 5927.44
0BECO45-14U |  | 5949.01
0BECO45-13U |  | 5981.29
0BECO45-12U |  | 5841.21
0BECO45-12R |  | 5841.21
0BECO11016R |  | 6595.6
0BECO11014U |  | 6611.74
0BECO11013U |  | 6579.41
0BECO11020R |  | 6660.26
0EBEAJAA600 |  | 73.22
0NHREX-B-26 |  | 0
0NHREX-B-18 |  | 0
0NHREV-2037 |  | 204.38
0NHREV-2036 |  | 250.9
0NHREV-2034 |  | 209.13
0NHREV-2026 |  | 162.82
0NHREV-2025 |  | 141.95
0NHREV-2024 |  | 185.24
0NHREV-2023 |  | 77.7
0NHREV-2021 |  | 364.97
0NHREV-2020 |  | 539.23
0NHREV-2019 |  | 624.95
0NHRE-2006 |  | 743.2
0NEXUS-449A |  | 1124.36
0NEX-66608C |  | 1.04
0NEX-11 |  | 4.8
0NEX-08A |  | 46.71
0NEX-08 |  | 46.71
0LUBE |  | 58.59
0KITBS6644XL |  | 0
0KIT100B |  | 754.24
0IV-TP2 |  | 4860.46
0IV-TP1 |  | 4860.46
0IV-SP2 |  | 453.15
0IV-SP1 |  | 236.37
0IV-CO2 |  | 494.34
0IV-CO1 |  | 290.25
0HYDKITVAR50 |  | 0
0HYDKITVAR20 |  | 0
0HYDKITVAR16 |  | 0
0NHREX-B-36 |  | 0
0ROHL-27 |  | 19795.63
0ROHL-26 |  | 21995.16
0ROHL-25 |  | 4492.93
0ROHL-24 |  | 5801.72
0ROHL-22 |  | 4188.5
0ROHL-18 |  | 3277
0ROHL-16 |  | 4156.31
0REG4-2014 |  | 35.5
0REG4-2011 |  | 35.15
0REG2-2002 |  | 21.07
0REG2-0901 |  | 1554.7
0PHE41989C |  | 286.28
0PHE41989B |  | 853.72
0PHE41989A |  | 620.76
0PHE41519D |  | 847.88
0PHE41519C |  | 620.76
0PHE41519B |  | 286.28
0PHE41519A |  | 482.07
0PHE34420C |  | 251.17
0PHE34420B |  | 638.54
0PHE34420A |  | 4362.99
0PHE33755C |  | 251.17
0PHE33755B |  | 876.93
0PHE33755A |  | 8341.63
0PHE116821 |  | 20384
0PANWIR7PIN |  | 453
0PANWIR4PIN |  | 453
0PANELWIRING |  | 453
0NHREX-B-60 |  | 0
0EXPVESS100 |  | 741.67
0EXPVESS080 |  | 651.42
0EXPVESS060 |  | 488.43
0EXPVESS035 |  | 350
0EXPVESS025 |  | 256.18
0EXPVESS012 |  | 141.65
0EXPVESS005 |  | 148.45
0EXPVESS-60 |  | 376.32
0EXPVES08015 |  | 485.78
0ECO-B-0640 |  | 0
0ECO-B-0580 |  | 0
0ECO-B-0520 |  | 0
0ECO-B-0440 |  | 0
0ECO-B-0345 |  | 0
0ECO-B-0290 |  | 0
0ECO-B-0230 |  | 0
0ECO-B-0190 |  | 0
0ECO-B-0150 |  | 0
0ECO-B-0110 |  | 0
0ECO-5020 |  | 23193.67
0ECO-5019 |  | 23193.67
0ECO-5018 |  | 23193.67
0ECO-5017 |  | 23193.67
0ECO-5015 |  | 23193.67
0ECO-5014 |  | 23193.67
0ECO-5013 |  | 23193.67
0ECO-5012 |  | 23193.67
0ECO-5011 |  | 29024.23
0ECO-5010 |  | 26335.64
0ECO-0640 |  | 44773.88
0ECO-0580 |  | 37990.52
0ECO-0520 |  | 39111.23
0ECO-0440 |  | 35990.48
0ECO-0345 |  | 31838.32
0ECO-0290 |  | 28302.55
0ECO-0230 |  | 28794.96
0ECO-0190 |  | 23861.82
0ECO-0150 |  | 22393.03
0ECO-0110 |  | 25514.83
0ECBDDAA600 |  | 88.67
0EXPVESS140 |  | 1060.05
0HYDKITVAR11 |  | 0
0HSC-2074 |  | 945.22
0HSC-2072 |  | 2142.93
0HSC-2069 |  | 1067.69
0HSC-2068 |  | 843.91
0HSC-2067 |  | 584
0HSC-2066 |  | 1365.91
0HSC-2062 |  | 84.76
0HSC-2060 |  | 182.92
0HSC-2059 |  | 180.2
0HSC-2058 |  | 264.24
0HSC-2056 |  | 1262.86
0HSC-2034 |  | 131.74
0HSC-2025 |  | 80.05
0HSC-2014 |  | 2679.48
0HSC-2013 |  | 916.47
0HSC-2012 |  | 786.11
0HSC-2010 |  | 70.31
0HSC-2008 |  | 446.21
0HIU-RIG |  | 509.05
0HIU-FL |  | 11.54
0HIU-DL-640 |  | 6036.26
0GASCOCK-01 |  | 37.23
0FLUEBWALL |  | 0
0FLUE891417 |  | 7.91
0FLUE891199 |  | 18.63
0FLUE891198 |  | 18.53
0FLUE700363 |  | 15.6
0FLUE700249 |  | 13.22
0FLUE700242 |  | 33.08
0FLUE700241 |  | 12.83
0FLUE114948 |  | 153.35
0FLUE113736 |  | 27.57
0FLUE113699 |  | 80.32
0FLU110150WL |  | 0
0F070540200 |  | 14.08
0F070241502 |  | 4.93
0EXPVESS750 |  | 4402.3
0EXPVESS300 |  | 1885.28
0EXPVESS150 |  | 1443.35
3907000 |  | 49975.46
3833564 |  | 2471.76
3833563 |  | 2574.43
3833561 |  | 2293.51
3833349 |  | 1590.86
3833347 |  | 1598.8
3833345 |  | 1596.47
3833179 |  | 1631.88
3833165 |  | 209.93
3795319 |  | 428.98
3795305 |  | 85.97
3794214 |  | 4918.1
3794206 |  | 2248.69
3794205 |  | 171.67
3794204 |  | 70679.41
3794203 |  | 70679.41
3794201 |  | 4840.53
37942001 |  | 422.35
3794199 |  | 170.29
3793101 |  | 5070.25
3793100 |  | 5084.24
3792198 |  | 170.06
3792181 |  | 6146.35
3792179 |  | 209.19
3792178 |  | 4995.58
3792149 |  | 4823.73
3792148 |  | 3446.3
397788 |  | 388.06
397765 |  | 434.88
397764 |  | 434.88
3792032 |  | 144.36
3792031 |  | 144.07
3792030 |  | 183.37
3792029 |  | 96.08
3792028 |  | 63.06
3792027 |  | 79.65
3792026 |  | 90.53
3792025 |  | 53.21
3792021 |  | 12621.35
3792018 |  | 4838.71
3792017 |  | 5020.75
3792015 |  | 115.29
3792012 |  | 1465.74
3792011 |  | 1722.36
3792002 |  | 143.78
3791969 |  | 4957.97
3791956 |  | 14005.41
3791954 |  | 1948.98
3791939 |  | 169.26
3791838 |  | 5232.74
3791809 |  | 4876.18
3791791 |  | 58.59
3791771 |  | 232.4
3791768 |  | 199.75
3791766 |  | 1258.13
3791765 |  | 626.1
3791753 |  | 9173.27
3791747 |  | 4351.53
3791737 |  | 3689.32
3791736 |  | 16858.9
3791735 |  | 10511.57
3791733 |  | 4794.44
3791730 |  | 23640.32
3791723 |  | 7092.1
3791722 |  | 70.52
3791713 |  | 5553.84
3791712 |  | 3296.89
3791707 |  | 2039.97
3791706 |  | 1621.27
3791704 |  | 1107.39
3792036 |  | 89.76
3792147 |  | 3463.32
3792146 |  | 1793.58
3792143 |  | 978.96
3792142 |  | 1133.9
3792141 |  | 15633.06
3792140 |  | 3654.44
3792139 |  | 1506.45
3792138 |  | 2866.88
3792136 |  | 10904.14
3792135 |  | 8180.02
3792134 |  | 523
3792133 |  | 4039.33
3792130 |  | 8662.34
3792128 |  | 23.79
3792120 |  | 4926.81
3792119 |  | 4084.29
3792099 |  | 198.3
3792098 |  | 438.19
3792097 |  | 518.21
3792096 |  | 2985.08
3792095 |  | 843.67
3792094 |  | 3766.05
3792090 |  | 387.49
3792089 |  | 2057.54
3792081 |  | 4531.68
3792080 |  | 5392.05
3792050 |  | 100.98
3792049 |  | 3556.17
3792048 |  | 317.84
3792047 |  | 2639.87
3792046 |  | 2362.34
3792045 |  | 1454.3
3792044 |  | 1037.77
3792043 |  | 823.58
3792042 |  | 124.04
3792041 |  | 93.8
3792040 |  | 78.57
3792039 |  | 232.13
3792038 |  | 208.29
3792037 |  | 95.08
458000072 |  | 0
458000070 |  | 0
458000068 |  | 0
458000065 |  | 0
458000062 |  | 0
458000060 |  | 0
458000055 |  | 0
458000050 |  | 0
458000048 |  | 0
458000040 |  | 0
458000035 |  | 0
458000030 |  | 0
458000027 |  | 0
458000025 |  | 0
458000022 |  | 0
458000020 |  | 0
458000018 |  | 0
458000015 |  | 0
458000010 |  | 0
458000005 |  | 0
458000000 |  | 0
457000310 |  | 0
457000305 |  | 0
457000300 |  | 0
457000295 |  | 0
457000290 |  | 0
457000285 |  | 0
457000280 |  | 0
457000275 |  | 0
457000270 |  | 0
457000265 |  | 0
457000260 |  | 0
457000255 |  | 0
457000250 |  | 0
457000245 |  | 0
457000240 |  | 0
457000235 |  | 0
4758548441 |  | 56.68
4758443176 |  | 92.71
457000040 |  | 0
457000035 |  | 0
457000032 |  | 0
457000030 |  | 0
457000025 |  | 0
457000020 |  | 0
457000015 |  | 0
457000010 |  | 0
457000005 |  | 0
457000001 |  | 0
452004851 |  | 0
452004250 |  | 0
452004245 |  | 0
452004240 |  | 0
452002111 |  | 0
452002110 |  | 0
4448666451 |  | 223.49
442005280 |  | 0
442005260 |  | 0
442005240 |  | 0
442005220 |  | 0
442005200 |  | 0
457000042 |  | 0
457000230 |  | 0
457000225 |  | 0
457000220 |  | 0
457000215 |  | 0
457000210 |  | 0
457000205 |  | 0
457000200 |  | 0
457000195 |  | 0
457000190 |  | 0
457000185 |  | 0
457000180 |  | 0
457000175 |  | 0
457000170 |  | 0
457000165 |  | 0
457000150 |  | 0
457000145 |  | 0
457000140 |  | 0
457000135 |  | 0
457000130 |  | 0
457000128 |  | 0
457000125 |  | 0
457000120 |  | 0
457000118 |  | 0
457000115 |  | 0
457000110 |  | 0
457000105 |  | 0
457000100 |  | 0
457000095 |  | 0
457000090 |  | 0
457000085 |  | 0
457000082 |  | 0
457000080 |  | 0
457000075 |  | 0
457000072 |  | 0
457000070 |  | 0
457000065 |  | 0
457000060 |  | 0
457000055 |  | 0
457000050 |  | 0
457000045 |  | 0
582100010 |  | 437.93
586000035 |  | 8578.12
586000030 |  | 10099.07
584000245 |  | 9457.93
582100050 |  | 839.2
582100040 |  | 917.99
582100035 |  | 689.73
582100030 |  | 807.94
65122471 |  | 26.99
65122470 |  | 26.5
65121143 |  | 29.62
65122525 |  | 206.79
65109109 |  | 160.14
65109108 |  | 66.06
65116722-01 |  | 92.25
993794208 |  | 9222.88
993794207 |  | 434.79
993791380 |  | 94.14
993060789 |  | 1917.44
899055543 |  | 34.03
899055542 |  | 34.97
898671468 |  | 78.84
899039964 |  | 92.36
899038267 |  | 10.11
899038266 |  | 57.34
899015323 |  | 73.42
899012422 |  | 317.31
898673260 |  | 1480.8
898671455 |  | 55.09
898671454 |  | 55.09
898638258 |  | 185
899055544 |  | 36.64
899055561 |  | 19.28
899055560 |  | 332.2
899055559 |  | 8.94
899055558 |  | 107.67
899055557 |  | 58.15
899055556 |  | 168.46
899055555 |  | 61.92
899055554 |  | 153.94
899055553 |  | 211.81
899055552 |  | 14.63
899055551 |  | 17.88
899055549 |  | 37.23
899055548 |  | 20.87
899055547 |  | 33.86
899055546 |  | 11.15
9BARS-KIT7 |  | 0
9BARS-KIT6 |  | 0
9BARS-KIT5 |  | 0
9BARS-KIT4 |  | 0
9BARS-KIT3 |  | 0
9BARS-KIT2 |  | 0
9BARS-KIT1 |  | 0
898615326 |  | 561.61
6580018400 |  | 258.9
801071465 |  | 860.98
801071456 |  | 147.16
801042965 |  | 313.86
801038268 |  | 94.33
801038266 |  | 49.31
801038265 |  | 74.12
801038264 |  | 101.17
801038263 |  | 68.17
801038262 |  | 84.31
801038261 |  | 96.65
801035356 |  | 699.52
801004963 |  | 2739.18
801004962 |  | 2127.54
801004961 |  | 2739.18
801004960 |  | 2346.81
801004959 |  | 573.21
801004360 |  | 5353.03
801004358 |  | 2132.24
801003106 |  | 124.98
801001306 |  | 295.21
801001304 |  | 210.32
801000705 |  | 275.05
801000704 |  | 149.38
801000017 |  | 12016.49
801000014 |  | 19545.3
801000013 |  | 24584.97
801000012 |  | 27260.65
763503980 |  | 0
763503970 |  | 0
763503960 |  | 0
763503950 |  | 0
763503940 |  | 0
762542955 |  | 79.65
762511820 |  | 853.72
801035353 |  | 242.03
801027493 |  | 155.87
801024887 |  | 938.4
801020380 |  | 46.16
801018026 |  | 89.12
801015324 |  | 150.26
801015323 |  | 96.77
801013836 |  | 41.2
801013835 |  | 52.37
801013834 |  | 260.91
801013830 |  | 11.67
801013829 |  | 57.72
801013823 |  | 158.69
801012420 |  | 111.36
801011725 |  | 602.25
801013824 |  | 68.24
801011724 |  | 477.54
801011723 |  | 21.36
801011722 |  | 335.19
801011721 |  | 234.85
801011720 |  | 87.64
801009616 |  | 74.81
801008360 |  | 876.54
801008359 |  | 876.54
801008335 |  | 770.37
801008333 |  | 1198.79
801008325 |  | 774.13
801008321 |  | 1314.92
801008320 |  | 1216.4
898504361 |  | 39.7
898504359 |  | 58.42
898504358 |  | 76.1
898501304 |  | 52.75
898504364 |  | 52.19
898613857 |  | 11
898613854 |  | 46.88
898613837 |  | 15.82
898613831 |  | 1.77
898613828 |  | 2.68
898613827 |  | 6.74
898613824 |  | 432.81
898613822 |  | 2.91
898612436 |  | 128.44
898612434 |  | 24.64
898612425 |  | 118.86
898612423 |  | 733.13
898611733 |  | 16.1
898611732 |  | 8.41
898611731 |  | 105.66
898610318 |  | 67.68
898609619 |  | 81.51
898609618 |  | 81.51
898608323 |  | 645.16
898608321 |  | 68.57
898608320 |  | 744.55
898608315 |  | 4606.83
898608313 |  | 256.61
898601317 |  | 163.2
898600010 |  | 2702.81
898600007 |  | 32898.1
898600003 |  | 6203.66
898600001 |  | 962.76
898520982 |  | 562.63
898512422 |  | 90.39
898512421 |  | 82.29
898506914 |  | 110.56
898505665 |  | 842.34
898505662 |  | 485.71
859020986 |  | 51.68
64203157 |  | 3556.13
65005699 |  | 66.79
6500590800 |  | 39.68
6500891000 |  | 51.96
6500890900 |  | 40.61
6500884600 |  | 4.45
6500881400 |  | 48.77
6500847700 |  | 161.35
6500847000 |  | 9.88
6500846900 |  | 24.9
6500845400 |  | 20.8
6500844800 |  | 185.07
6500836400 |  | 78.32
6500825500 |  | 206.79
6500813300 |  | 39.42
6500813200 |  | 58.82
6500813100 |  | 542.97
6500808800 |  | 113.14
6500801500 |  | 1090.48
6500726300 |  | 28.63
6500793000 |  | 53.55
6500789500 |  | 1048.16
6500789200 |  | 1369.6
6500789100 |  | 1095.69
6500788800 |  | 1232.64
6500760400 |  | 57.83
6500729100 |  | 58.43
6500729000 |  | 59.86
6500851000 |  | 127.17
6500850900 |  | 109.27