## Spares Oct 2022
Alpha | Spares price list October 2022
Product No | DESCRIPTION | Rate
1.0017 | SCREW M6 X 12 (CB50) | 1.2329
1.010127 | FITTING FOR PRESSURE TAKEOFF | 7.0622
1.010144 | GUIDE BUSH,BLOCK (CB50) | 17.6176
1.010265 | SCREW M3 X 25 (GAS VALVE) | 1.0599
1.010289 | SCREW M5 X 16 | 0.32445
1.010292 | GASKET 5.3 X 10 (CB50) | 1.5465
1.010313 | CYCLINDER SENSOR WITH 3M CABLE | 21.3921
1.010334 | SEALED WASHER D.80 | 1.2113
1.010339 | POCKET FLANGE (CB50) | 28.3894
1.010343 | CONNECTOR PRESSURE TUBE(CB28) FOR PART No 1.015446 | 1.8602
1.010362 | 18 D. PIPE CLIP (CB50) | 1.2437
1.010365 | GLASS FOR L.E.D. | 1.6222
1.010371 | CLIP (HEAT EXCHR. TUBE) | 2.6497
1.010430 | CAP (SAMPLING POINT) | 2.6497
1.010463 | 5 - WAY TERMINAL BLOCK | 4.618
1.010500 | PIPE CLAMP(SILICONE) | 1.2978
1.010589 | GAS MANIFOLD GAS MANIFOLD | 86.1307
1.010659 | FAN ASSY (CD24S/C) | 216.3108
1.010662 | GAS MANIFOLD COVER (CD24S/C) | 40.8158
1.010707 | DETECTION ELECTRODE (CB50) | 13.8324
1.010741 | SEAL-BURNER (CD24S/C) | 4.3909
1.010771 | AUTOMATIC AIR VENT (CB/CD/SY) (240/280/500) | 22.5817
1.010784 | SCREW M4 X 12 | 6.8134
1.010883 | CABLE CLAMP (CB50) | 1.2978
1.010918 | VENTURI (CD24S/C) | 37.8417
1.010952 | OVERHEAT THERMOSTAT 90 C | 13.3133
1.0110 | 4.2 X 13 SCREW | 1.0815
1.011057 | PRESSURE TEST POINT SCREW (CB50) | 0.71379
1.011065 | THERMOSTAT PROTECTION CB50 | 2.9092
1.011111 | FITTING FOR PRESSURE TUBE CB50 | 5.41
1.011114 | SCREW 3.9 X 9.5 SELF TAPPING (CB50) | 0.27038
1.011126 | PRESSURE RELIEF VALVE - 3 BAR (CB/CD/SY) | 23.8038
1.011128 | FLOW REGULATOR CB24X | 8.2086
1.011131 | NO LONGER AVAILABLE NO LONGER AVAILABLE | 4.6072
1.011132 | CORD PACKAGING (CD24S/C) | 20.6567
1.011141 | O RING O RING | 1.0815
1.011163 | WASHER M3 X 7 X 0.5MM (CD50) | 0.81112
1.011213 | FAN OUTLET ELBOW (CB50) | 10.4905
1.0113 | 1/2 INCH DRAIN VALVE (PROTEC, | 15.4006
1.011362 | D.12 PIPE GROMMET (CD24S/C) | 3.6663
1.011632 | O RING | 0.54075
1.011653 | SHORT NIPPLE | 40.5562
1.011654 | PIPE TUNDISH ADAPTER | 63.5057
1.011749 | NUT FOR PRESS.TUBE(M8X0.5) CB28/CB50 | 4.36
1.011752 | FLANGE-PIPE FIXING FAN CD24S/C | 15.5844
1.011844 | DRAIN TRAP (PLASTIC) (CD24S/C) | 47.1967
1.011846 | GAS VALVE-VK4115 (CD24S/C) | 161.522
1.011848 | G20 GAS NOZZLE (CD24S/C) | 14.384
1.011864 | O'RING 202.87 X 2.62 (CD24S/C) O'RING 202.87 X 2.62 (CD24S/C) | 8.1113
1.011935 | FAN SEAL 60 D (CB50) | 5.3426
1.011968 | NOW USE 1.031572 NOW USE 1.031572 | 0.68135
1.011988 | NUT - 1/2" (16MM HOLE) | 3.4175
1.0120 | GASKET 24X16X2 GASKET 24X16X2 | 0.6489
1.012028 | O'RING 9.19 X 2.62 (CD24S/C) | 0.54075
1.012067 | 100DEG THERMOSTAT (CD24S/C) | 12.0155
1.012247 | WASHER DRAUGHT DVTR.DIAPHRAGM | 8.3708
1.012307 | FAN ASSEMBLY (CB50) | 128.1037
1.012464 | AIR TRAP PLUG | 1.3194
1.012467 | O'RING 67.95 X 2.62 | 3.0174
1.012468 | M5 LOCKWASHER -STAINLESS STEEL (CD50) | 1.1248
1.012477 | TRANSFORMER (CD24S/C) | 82.2373
1.012489 | RETURN PIPE FILTER (CB50) | 1.1897
1.012530 | PLASTIC CARTRIDGE-3 WAY VLV (CB50) | 21.5651
1.012610 | INSULATION CLADDING, REAR (CB50) | 29.0491
1.012639 | DOOR SUPPORT CB50 | 3.2769
1.012640 | PIN CB50 | 2.9092
1.012641 | SILICONE CAP(CONT.PANEL COVER) | 1.0166
1.012659 | FLANGE FAN FIXING (CD24S/C) | 34.1538
1.012668 | CYLINDER TEMPERATURE SENSOR FITTING (CB50) | 8.6412
1.012711 | WASHER (NTC) WASHER (NTC) | 3.158
1.012716 | PIPE-PUMP TO RS CHAMBER (CB50) | 29.2113
1.012720 | PIPE-FLOW HEAT EXCHANGER TO R/S CHAMBER (CB50) | 19.0128
1.012721 | 18 D PIPE.3 WAY VALVE CYLINDER PIPE (CB50) | 30.8227
1.012744 | POLYSTTRENE ENDS (CB50) | 25.5126
1.012750 | INJECTOR 0.75MM LPG (CB50) | 1.9683
1.012784 | CONTROL PANEL HINGED COVER (CB50) | 35.4516
1.012849 | AIR PRESSURE SWITCH (CB50) | 58.6065
1.012953 | INJECTOR-LPG (CD24C/S) | 55.4269
1.012993 | FLOW REGULATOR (RED) (CB28X) | 10.5663
1.013013 | SCREW 2.9 X 9.5 SELF TAPPING (CB50) | 7.1487
1.013014 | SCREW 2.2 X 6.5 SELF TAPPING | 1.1356
1.013015 | SCREW M3 X 20 SELF TAPPING (CB50) | 6.8134
1.013016 | CYLINDRICAL PIN 3 X 16 (CB50) | 0.74623
1.013059 | 3 WAY VALVE MOTOR JOINT (CB50) | 9.3117
1.013154 | SEAL (ROOM SEALED CHAMBER) | 7.9274
1.013172 | BURNER CD24S/C) | 90.0024
1.013217 | FLUE OUTLET/AIR INLET MOULDING | 43.9197
1.013219 | NOW USE 1.030219 NOW USE 1.030219 | 1.2221
1.013235 | O-RING 2.84 X 2.62 CD25/28/35C | 0.81112
1.013268 | INTERNAL MOUNTING, MOTOR HOUSING (CB50) | 2.3144
1.013269 | INTERNAL MOUNTING, MOTOR (CB50 | 8.1113
1.013340 | DHW AND C.H CONTROL KNOB | 1.8818
1.013368 | SIGHT GLASS D.40 (CD24S/C) | 13.8108
1.013387 | G 1/2" VALVE (CB50) | 16.7632
1.013421 | O'RING 25.8 X 3.53 VITON | 4.3044
1.013436 | FLANGE WASHER (ANLSNG.PNTS.) | 2.2171
1.013716 | NUT FOR PRESSURE TUBE (M8X0.5) | 3.67
1.013751 | CAP (CONTROL PANEL SCREW) | 1.3843
1.013930 | FUSE - INTEC. 5X20 3.15 A F | 1.0166
1.013931 | FUSE 315MA (CD24) | 1.6114
1.013967 | DOOR SPRING CB50 | 5.3751
1.014034 | HOUSING, 3 WAY MOTOR VALVE (CB50) | 18.5369
1.014054 | SELECTOR SWITCH KNOB | 2.1522
1.014058 | CLIP, 50 X 65 | 11.6369
1.014144 | GAS VALVE CABLE (CB50) | 59.4609
1.014373 | SILICONE PIPE CONNECTOR (CB50) | 0.74623
1.014640 | PLEASE USE 3.031540 PLEASE USE 3.031540 | 2.6605
1.014655 | HEATING EXPANSION VESSEL (CB50 | 110.1832
1.014685 | 3/4" VALVE 25/28/35C | 44.6984
1.014732 | FIBRE PANEL COVER (CD24S/C) | 8.8899
1.014785 | (IMMERGAS PART 3.032298) (IMMERGAS PART 3.032298) | 12.0155
1.014805 | PRIMARY HEAT EXCH (CB24/CB24X) | 251.9462
1.014859 | GASKET 30X22X2 | 0.96254
1.014872 | LIMIT T'STAT ONLY 105DEG (240/280) | 45.4879
1.014894 | G 3/8" LOCK NUT (CB50) | 7.3001
1.014998 | TOOL-3 WAY VALVE-CB24/28/CD24C | 7.53
1.015073 | FITTING FOR PRESSURE TUBE | 5.0939
1.0151 | SCREW (GAS MANIFOLD COVER) | 0.27038
1.0152 | SCREW 3.9 X 9.5 SELF TAPPING (CB50) | 1.0815
1.015244 | SEAL RING (BRASS)A.A.V. | 3.8285
1.0153 | SCREW M4 X 6 - CONDENSATE TRAP | 1.0815
1.015368 | BURNER ASSEMBLY (CB24/SY24) | 109.1991
1.015370 | BURNER ASSEMBLY CB28 | 115.1149
1.015371 | INJECTOR MANIFOLD (N/G) (CB24/SY24) | 46.0178
1.015372 | INJECTOR MANIFOLD (N/G) CB 28 | 46.0178
1.015389 | PRIMARY HEAT EXCH (CB28/CB28X) | 260.4144
1.015395 | EXPANSION VESSEL PIPE D.8 | 16.6227
1.015396 | PUMP-SEALED CHAMBER PIPE D.18 | 27.4268
1.015402 | CONTROL PANEL HOUSING CB24X | 52.204
1.015403 | NO LONGER AVAILABLE NO LONGER AVAILABLE | 20.9919
1.015404 | NO LONGER AVAILABLE NO LONGER AVAILABLE | 4.3909
1.015406 | COVER (CLOCK CONNECTIONS) | 3.6663
1.015407 | PLASTIC ALPHA LOGO | 3.8393
1.015408 | GAS VALVE GAS MANFLD PIPE D.18 | 19.0668
1.015411 | USER INSTRUCTION CB24/28 | 5.7319
1.015412 | PIPE D 14 COLD INLET (CB 24X) | 4.3584
1.015413 | HOT WATER OUTLET PIPE | 18.2233
1.015415 | SAFETY VALVE DISCHARGE PIPE | 15.4438
1.015417 | PRIMARY HEAT EXCHANGER (C23) | 251.9462
1.015421 | ISOLATING VALVE 1/2 | 14.9463
1.015422 | GAS CONNECTION PIPE | 14.0379
1.015423 | WALL PLUG & SCREW PACK | 8.0464
1.015424 | CONTROL PANEL HOUSING CB24 | 52.204
1.015426 | INST/SERVICE INSTRUCTS CB24/28 | 16.2766
1.015429 | USER INSTRUCTION BOOKLET SY24 | 5.4616
1.015431 | CONTROL PANEL HOUSING SY24 | 60.099
1.015436 | AUTO AIR VENT - PRO TEC 50 | 28.7246
1.015442 | DIVTR.VALVE-FLOW PIPE D.18 | 37.1712
1.015444 | SEALD CHAMBR-HEAT EX PIPE D.18 | 17.012
1.015445 | HEAT EX-SEALD CHAMBR PIPE D.18 | 15.5195
1.015446 | FITTING FOR PRESSURE TUBE CB28 | 4.4125
1.015487 | D.14 PIPE-COLD INLET | 10.8691
1.015491 | ISOLATING VALVE 3/4 | 37.1712
1.015495 | NO LONGER AVAILABLE NO LONGER AVAILABLE | 17.5419
1.015498 | SCREW M 3.5 X 4 (CB50) | 1.0815
1.015597 | ELECTRODE - IGN (C23 & C27) | 13.9622
1.015610 | PUMP-GRUNDFOS 15/60 (240/280/CB/CD/SY) | 135.9662
1.015611 | AIR INTAKE PIPE (CD24S/C) | 37.4956
1.015621 | I D CARD (TERMINAL BLOCK) | 4.9857
1.015625 | HTNG.FLOW/RETN.CONNCTN.CB24X | 20.4728
1.015630 | FLUE CONN. FLANGE | 28.7246
1.015631 | PAPER WALL TEMPLATE | 24.3986
1.015632 | DHW HEAT EX 3WAY VLVE PPE D.18 | 24.3986
1.015633 | FITTING INL.MANIFOLD/DIV.VLVE. | 13.2267
1.015637 | SILICONE PIPE CONNECTOR | 1.0058
1.015648 | DHW OUTLET PIPE D.14 (CB24X) | 26.1074
1.015649 | PIPE D14 H/W OUT.FROM HT EXCHR | 34.8135
1.015673 | OVERHEAT T'STAT (CB24/28/SY) | 14.2866
1.015677 | HOT WATER SENSOR PROBE PRO TEC | 22.6142
1.015689 | PCB-DIVERTER VALVE (CB50) | 33.6455
1.015753 | CLOCK BLANKING PLATE | 2.3685
1.015755 | PRIMARY HEAT EXCHANGER (CB50) | 247.2093
1.015803 | GAS VALVE (VK4105)(CB24/28/SY) | 165.967
1.015807 | PRESSURE GAUGE | 28.703
1.015942 | FLUE CONNECTION FLANGE SEAL (CB50) | 22.7007
1.015957 | DHW HEAT EXCH (CB24/24X/CD24C) | 159.9106
1.015958 | DHW HEAT EXCHANGER(CB28/CB28X) | 179.1937
1.016041 | CONTROL PANEL COVER CB24/28 | 24.9718
1.016053 | CYL TEMP. SENSOR | 25.664
1.016067 | POPPET 25/28/35C | 6.5431
1.016068 | WAX ELMT(TYPE15110-EL0447)5/20 | 32.5315
1.016069 | ADJUSTMENT SCREW | 9.1928
1.016097 | SPRING 25/28/35C | 3.1039
1.016124 | "O" RING 6.07X1.78 | 4.034
1.016125 | "O" RING 17.12X2.62 | 5.2128
1.016142 | RTN.PIPE(CYCLONE)PRE S/NO.B110 | 14.2866
1.016150 | CAP (CB50) | 2.3144
1.016151 | PRESSURE GAUGE (CB/SY/CD) | 38.1553
1.016152 | NUT (D15 PIPE) | 4.3044
1.016153 | OLIVE (D15 PIPE) | 1.7953
1.016169 | RETAINING SCREW (P R V ) | 1.2654
1.016187 | SILICONE TUBE 8 X 12 750MM | 13.4106
1.016206 | 22MM SINGLE PIPE CLIP | 1.3411
1.016207 | 15MM SINGLE PIPE CLIP | 1.3411
1.016211 | 1 INCH M-D.18 VABCO FITTING | 30.8876
1.016221 | NO LONGER AVAILABLE NO LONGER AVAILABLE | 30.2063
1.016224 | "O" RING 9.25X1.78 | 2.0549
1.016231 | LABEL-BOILER BOX (CB28) | 6.5431
1.016246 | SCREW SELF TAPPING M4 X 8 SCREW SELF TAPPING M4 X 8 | 0.9409
1.016271 | LABEL-WARNING ISLOATE ELECTRIC (CB50) | 1.8061
1.016282 | LABEL-MAIN TERM CONN (CB50) | 1.8061
1.016284 | LABEL-CLOCK CONNECTIONS | 1.8061
1.016288 | HEATING RTN.PIPE(PRE S/NO B110 HEATING RTN.PIPE(PRE S/NO B110 | 26.0317
1.016290 | LABEL-FLUE RESTRICTOR (CB50) | 0.81112
1.016293 | PIPEWORK LABEL | 1.0815
1.016300 | LABEL-GAS RATE (LPG)(SY9-24) | 2.6713
1.016364 | G 3/4" - 1/2" REDUCER | 13.443
1.016383 | BY-PASS VALVE (CB50) | 10.6636
1.016384 | INJECTOR MANIFOLD (LPG) (CB24/24X/SY24) | 47.0561
1.016385 | NO LONGER AVAILABLE NO LONGER AVAILABLE | 47.0561
1.016388 | LABEL-GAS RATE (LPG)(CB28X) | 4.5099
1.016415 | PIPE-GAS VALVE TO MANIFOLD (CB50) | 19.2831
1.016489 | INSULATION PANEL (SIDE) (C23 & C27) | 7.8084
1.016497 | CAP (GAS VALVE) | 7.7976
1.016507 | NO LONGER AVAILABLE NO LONGER AVAILABLE | 64.6196
1.016510 | PIPE - INLET MANIFOLD TO COIL | 42.795
1.016594 | DHW FLOW REGULATOR 9 LTR (C23) (ORANGE) | 10.3716
1.016595 | DHW FLOW REGULATOR 10 LTR(C27) (YELLOW) | 10.3716
1.016671 | PIPE COLD MAINS INLET | 4.5099
1.016672 | PIPE DHW OUTLET(LOWER) | 12.8915
1.016673 | PIPE GAS CONNECTION | 4.0124
1.016674 | PIPE HEATING FLOW | 30.9525
1.016675 | PIPE RTN(CYC.)AFTER S/NO.B110 | 13.6377
1.016715 | T/STAT-AUTO FLOW REG (CB50) | 21.4461
1.016740 | FLUE CONNECTION FLANGE (CB50) | 25.6964
1.016779 | IGNITION ELECTRODE (CD) | 5.8509
1.016795 | ELECTRODE SEAL | 2.5415
1.016869 | M5 COPPER WASHER | 1.0815
1.016870 | OVERHEAT THERMOSTAT-105DEG (CB50) | 13.3673
1.016884 | AIR PRESSURE SWITCH (C23) | 64.6196
1.016898 | PLASTIC BAG (FOR BOILER) | 9.3658
1.016967 | SPRING CLIP SILICONE TUBE | 1.2978
1.016979 | CONTROL PANEL HOUSING(CB28X) | 52.204
1.017097 | POLISTYRENE ENDS (CB50) | 25.8587
1.017113 | AUTOMATIC VENT VALVE & O RING | 44.9904
1.017184 | THERMOSTAT STORE 52C-15C | 21.9545
1.017221 | BLANKING GROMMET D18 | 12.3291
1.017228 | R/S/CH.SILICONE TUBE FITTING | 1.8602
1.017257 | PIPE - CYCLONE/ DIV VLV (CD50) | 18.5477
1.017282 | SEAL-MODULE INSPECTION HOLE (CD24S/C) | 5.1047
1.017410 | PRIMARY HEAT EXCHANGER (CD50) | 440.257
1.017439 | THERMOSTAT BRACKET (C23/C27) | 4.8343
1.017457 | MANUAL AIR VENT | 11.0529
1.017499 | BURNER | 111.5459
1.017572 | NOW USE 1.035705 NOW USE 1.035705 | 48.1484
1.017601 | INSULATION PANEL (REAR) (C23) | 10.5663
1.017602 | INSULATION PANEL (FRONT) (C23) | 10.5663
1.017612 | O RING (18x2.8) | 6.2294
1.017623 | BURNER ASSY (C23) | 109.1991
1.017645 | CARDBOARD SHEET | 4.2719
1.017658 | PCB (CB50) | 212.7094
1.017663 | R/SLD.CHR.-DIV.VLV.PIPE D18 | 36.4574
1.017671 | NO LONGER AVAILABLE NO LONGER AVAILABLE | 67.5505
1.017673 | CONTROL PANEL REAR COVER (CB50) | 20.9703
1.017744 | PIPE - INLET MAN/HT EX | 41.2268
1.017745 | AIR INTAKE PIPE | 31.45
1.017746 | PIPE - PUMP TO HEAT EXCHANGER | 42.6327
1.017747 | PIPE - GAS VLV TO MANIFOLD (CD50) | 34.2187
1.017748 | DIVERTER VLV TO CYLINDER PIPE | 22.4087
1.017750 | VENTURI (CD32C) | 38.3392
1.017753 | PIPE-HEATING FLOW CONN (CB50) | 9.7119
1.017754 | PIPE-COLD INLET CONN (CB50) | 8.0464
1.017755 | PIPE-WALL GAS CONN (CB50) | 9.4631
1.017756 | PIPE-WALL HOT OUTLET CONN (CB50) | 12.4805
1.017757 | 15 D. PRESSURE/TEMP SAFETY VALVE OUTLET PIPE (CB50) | 27.9135
1.017758 | PIPE-HEATING EXPANSION VESSEL (CB50) | 15.1734
1.017759 | OUTLET MANIFOLD HOUSING CB50 | 48.051
1.017760 | 8 D. DHW EXPANSION VESSEL PIPE (CB50) | 21.0676
1.017762 | BOILER BOX (CB50) | 55.8811
1.017763 | LABEL-BOILER BOX (CB50) | 8.3816
1.017764 | Cylinder Front Insulation CB50 CYLINDER FRONT INSULATION CB50 | 29.0491
1.017765 | 3/4" FITTING CYLINDER SAFETY VALVE (CB50) | 15.3681
1.017766 | PAPER WALL TEMPLATE (CB50) | 39.4315
1.017790 | D.18 PIPE-PRI / CONDENSING HEAT EXCH (CD24C ONLY) | 7.9274
1.017791 | D.18 PIPE-PRI / CONDENSING TO DIVERTOR VALVE (CD24C ONLY) | 12.6644
1.017797 | NO LONGER AVAILABLE NO LONGER AVAILABLE | 13.8324
1.017813 | FAN TO MANIFOLD FLANGE | 2.6713
1.017822 | PIPE - AUTO FLOW REG (NEW)CB50 | 9.9174
1.017911 | D.60-100 FLANGE INLET-OUTLET CD24C/S | 9.3333
1.017913 | FLANGE FAN FIXING (CD50) | 24.9502
1.017936 | PRV 2.5BAR (CB50) | 86.2388
1.017956 | D.14 PIPE-GAS VALVE MANIFOLD (CD24S/C) | 20.1051
1.017998 | FAN ASSY (CB24/28/SY) | 132.3972
1.0180 | SAFETY VALVE 3 BAR (CA-312430) (240/280/500) | 25.1124
1.018028 | D.18 PIPE-CONDENSATION DISCHARGE (CD24S/C) | 50.9062
1.018029 | PIPE - GAS VALVE (CD32C) | 20.4187
1.018030 | PRI / CONDENSING HEAT EXCH CD24S/C | 431.7672
1.018031 | 100DEG THERMOSTAT FIXING SCREW | 28.1731
1.018038 | D.18 PIPE-PRI / CONDENSING HE SEALED CHAMB PIPE (CD24S ONLY) | 17.0985
1.018058 | NO LONGER AVAILABLE NO LONGER AVAILABLE | 23.9769
1.018062 | DRAIN TAP (CB50/500E/C'MAX) (BS2879 73.09.020) | 17.9529
1.018063 | 18 D.PIPE- RS CHAMBER TO CH FLOW (CB50) | 37.647
1.018064 | DIVERTER VALVE MOTOR ASSY | 66.2959
1.018077 | USER INSTRUCTION (CB50) | 3.4175
1.018091 | 6 BAR SAFETY VALVE (CB50) | 31.158
1.018130 | 3/4" F/M COCK | 48.1484
1.018148 | TUNDISH CB50 | 39.107
1.018162 | SPARK GENERATOR (CD24S/C) | 35.1163
1.018193 | PIPE - CONDENSATION DISCHARGE | 49.3272
1.018201 | GAS INJECTOR - 5.0MM | 128.785
1.018202 | INJECTOR (LPG) (CD32C) | 16.4604
1.018211 | LABEL-BOILER BOX (CB50LPG) | 17.0012
1.018237 | D.18 PIPE-PRI / CONDENSING HEAT EXCH (CD24S ONLY) | 26.1182
1.018387 | COMB CHAMBER REAR INSULATION (CD50) | 31.6231
1.018390 | 22D PIPE CLIP | 0.42179
1.018391 | 15D PIPE CLIP | 0.36771
1.0184 | GASKET 11.4X6X2 | 2.3144
1.018424 | CAP (CD) | 9.5388
1.018472 | GAS VALVE - PRO TEC 50 70 GAS VALVE - PRO TEC 50 70 | 129.5529
1.018473 | LABEL-DATA BADGE (CB50) | 3.158
1.018474 | LABEL-GAS RATE (CB50) | 2.6713
1.018475 | LABEL-PIPEWORK IDENTIFICATION (CB50) | 1.5465
1.018476 | LABEL-ILLUSTRATED WIRING DIAGRAM (CB50) | 4.8343
1.018491 | BURNER ASSEMBLY (CB50) | 115.7421
1.018500 | INJECTOR MANIFOLD (NG) (CB50) | 81.5235
1.018510 | NO LONGER AVAILABLE NO LONGER AVAILABLE | 22.214
1.018512 | WIRED COIL CB50 | 61.4292
1.018526 | SEAL (CD) | 7.2028
1.018532 | EARTH CABLE FOR SPARK GENERATOR (CB24S/C) | 3.6663
1.018549 | NUT (CD) | 3.4175
1.018559 | UNION BEND FOR FLOW REG | 14.6543
1.018592 | M6 CAPTIVE NUT | 1.8277
1.018593 | PRI / COND HEAT EXCH (CD32C) | 452.1319
1.018597 | DHW HEAT EXCHANGER (CD32C) | 183.8334
1.018602 | DIVERTER MOTOR CLIP DIVERTER MOTOR CLIP | 14.6651
1.018682 | PIPE-VALVE OUTLET CONN (CB50) | 12.3291
1.018690 | INJECTOR MANIFOLD - LPG (CB50) | 47.0777
1.018745 | FAN ASSY (C23 & C27) | 120.6846
1.018784 | PIPE - GAS VLV TO BURNER MANIF | 33.6347
1.018833 | PIPE - CONDENSING DISCHARGE (CD32C) | 50.5601
1.018837 | DHW EXPANSION VESSEL (CB50) | 118.8785
1.018844 | BOILER BOX LABEL (CD32C) | 6.37
1.018847 | FAN TO GAS MANIFOLD FLANGE (CD32C) | 35.3867
1.018849 | PIPE - PUMP TO HEAT EXCHANGER (CD32C) | 27.8703
1.018850 | NO LONGER AVAILABLE NO LONGER AVAILABLE | 35.7219
1.018855 | 1.010589 1.010589 | 83.4377
1.018857 | D18 CONDENSATE DISCHARGE PIPE | 47.8564
1.018869 | PUMP GASKET 42 x 35 x 2 | 1.9467
1.018870 | TUNDISH | 54.8753
1.018873 | SAFETY VALVE DRAIN PIPE LOCATO | 5.9591
1.018877 | SAFETY VALVE FITTING | 26.2913
1.018879 | EXPANSION RELIEF VALVE | 177.6039
1.018955 | EXPANSION VESSEL (8 LITRES) EXPANSION VESSEL (8 LITRES | 47.8456
1.018956 | REPLACED BY 1.023979 REPLACED BY 1.023979 | 91.3867
1.019022 | GAS VALVE PLUG (CDR) | 25.1773
1.019083 | 3/4 - 1'' ADAPTER | 17.1201
1.019091 | COLD VALVE | 30.693
1.019104 | SPRING (WAX STAT) 350/600 | 3.0715
1.019121 | Burner assembly - HE CB25 | 71.1411
1.019129 | WAX ELEMENT | 53.7289
1.019144 | PIPE- CONDENSATION DISCHARGE | 11.3233
1.019147 | Overheat thermostat (105 C) | 20.2132
1.019182 | PIPE - COLD WATER INLET TO SEALED CHAMBER (C23/C27) | 33.8834
1.019218 | NUT FOR FLEXIBLE HOSE CD25/28/35C | 5.3426
1.019227 | O RING SEAL 45X2.62 O RING SEAL 45X2.62 | 3.6555
1.019228 | DRAIN TAP - CONDENSATE TRAP | 5.9266
1.019236 | PROTEC TEC O-RING | 0.45423
1.019247 | INJECTOR (NG) (CD32C) | 14.0054
1.019249 | O-RING 34.00 X 3.00 CD25/28/35C | 2.6713
1.019293 | FLAME SENSING ELECTRODE CD32C | 27.4485
1.019313 | FLEXIBLE AIR INLET PIPE | 59.104
1.019321 | RELAY BOARD | 30.7579
1.019349 | NO LONGER AVAILABLE NO LONGER AVAILABLE | 260.4144
1.019381 | PIPE - SEALED CHAMBER TO HOT OUTLET (C23/C27) | 33.8077
1.019383 | PIPE - HEAT EXCH TO SEALED CHAMBER (C23/C27) | 12.5346
1.019384 | PIPE - SEALED CHAMB TO HT EXCH (C23/C27) | 12.9131
1.019385 | PIPE - PRIMARY HEAT EXCHANGER (C23/C27) | 16.428
1.019386 | CONTROL PANEL (C23) | 52.204
1.019405 | DISPLAY PCB | 143.9585
1.019406 | CLIP FOR EBV CLIP FOR EBV | 133.4679
1.019407 | CON PANEL DISPLAY LABEL CD50S | 13.5728
1.019417 | HINGE STUD | 13.4214
1.019438 | FRONT CASING TOP STUD | 0.97335
1.019464 | PCB (C23 & C27) | 214.8508
1.019465 | NO LONGER AVAILABLE NO LONGER AVAILABLE | 4.7153
1.019473 | DATA LABEL (CD323C) | 2.0549
1.019475 | GAS RATE LABEL (CD32C) | 2.3144
1.019477 | ELECTRICAL WIRING LABEL CD32C | 3.158
1.019480 | ADHESIVE INSTRUCTION (CD32C) | 5.4291
1.019505 | INSULATION PANEL - REAR (C27) | 11.8532
1.019506 | INSULATION PANEL - FRONT (C27) | 12.1777
1.019556 | GAS VALVE | 219.0038
1.019574 | TOP FITTING FOR FLEXIBLE HOSE | 13.5188
1.019603 | EXPANSION VESSEL FIXING STRAP (CD50) | 3.7961
1.019611 | O-RING 18.72 X 2.62 CD25/28/35C | 0.81112
1.019616 | GROMMET, SILICONE, D.3 | 3.7961
1.019622 | BURNER CD28 | 88.272
1.019637 | FLUE PIPE | 30.2928
1.019639 | EPDM SEAL 29X20X2 EPDM SEAL 29X20X2 | 1.8385
1.019640 | SCREW 4.2 x 19 SELF TAPPING SCREW 4.2 x 19 SELF TAPPING | 1.0815
1.019643 | O RING | 2.3144
1.019648 | HOSE CLIPS FOR AIR INLET PIPE | 5.0182
1.019654 | L.600 HOSE (CD24S/C) | 15.6601
1.019669 | ALPHA BADGE | 7.2028
1.019696 | CONTROL PANEL (C27) | 52.204
1.019697 | INJECTOR MANIFOLD-NG (C27) | 63.1704
1.019698 | COMBUSTION CHAMBER OUTLET SEAL (CD50) | 15.9197
1.019717 | COVER FOR HINGE | 7.2028
1.019721 | FOAM STRIP X 2 | 8.3816
1.019725 | PRIMARY HEAT EXCHANGER (24R) | 362.6702
1.019727 | NO LONGER AVAILABLE NO LONGER AVAILABLE | 53.1665
1.019728 | CONTROL PANEL (CD24S) | 53.1665
1.019729 | CONTROL PANEL (CD24C) | 53.1665
1.019730 | CONTROL PANEL (CB28X) | 55.7081
1.019731 | CONTROL PANEL (CB28) | 55.7081
1.019732 | CONTROL PANEL (SY9-24) | 48.9703
1.019733 | CONTROL PANEL (CB24) | 55.7081
1.019734 | CONTROL PANEL (CB24X) | 55.7081
1.019735 | AUTO AIR VENT | 37.4415
1.019744 | SILICONE TUBE 14 X 10 (CD50) | 14.7192
1.019749 | FLEXIBLE HOSE -COND DRAIN/TRAP | 7.7976
1.019750 | 4D GROMMET | 2.9201
1.019751 | 6.5D GROMMET | 2.5199
1.019758 | CONTROL COVER CATCH | 16.136
1.019761 | FOAM STRIP X 2 | 10.8907
1.019796 | ECO INJECTOR 7MM | 45.5852
1.019799 | LABEL FOR 1.016041 | 4.034
1.019802 | INJECTOR | 18.1908
1.019818 | INJECTOR | 26.6914
1.019850 | BURNER ASSY (C27) | 115.1149
1.019921 | PIPE 1-MAINS INLET/FLOW SWITCH | 13.1186
1.019923 | PIPE 3- DHW OUTLET | 36.7386
1.019924 | PIPE 4-DHW FLOW | 23.4361
1.019925 | PIPE 5-DANFOSS INLET | 13.5728
1.019926 | PIPE 6-DHW RETURN | 39.6694
1.019946 | PUMP FLANGE NUT | 15.1626
1.019953 | CHECK VALVE | 63.8734
1.019972 | INJECTOR MANIFOLD - LPG (C27) | 66.88
1.019988 | PUSH TO OPEN DOOR LOCK | 4.2936
1.020066 | DH LPCH HEAT EXCHANGER | 123.0098
1.020183 | ADHESIVE INSTRUCTION (CD50) | 3.7961
1.020184 | CONTROL PANEL CD50 | 48.3322
1.020211 | USE SEAL KIT 3.014749 | 12.9672
1.020216 | FLAT CABLE/CONNECT DISPLAY/PCB | 29.7088
1.020254 | DH RETURN PIPE (No 6) | 25.956
1.020261 | NOW USE 1.027009 NOW USE 1.027009 | 2.6064
1.020320 | WASHER 4.3 x 12 WASHER 4.3 x 12 | 0.27038
1.020366 | 60MM FLUE SEAL FOR 90 & 45 ELB PLEASE USE 3.015376 | 8.6304
1.020368 | LIP SEAL D.80 CD25/28/35C | 6.9865
1.020369 | FLUE CONNECTION FLANGE SEAL | 10.4257
1.020373 | 80MM FLUE PIPE SEAL | 2.0224
1.020376 | PIPE D.18 CYCLONE TO BYPASS CD50 | 17.2824
1.020393 | PLEASE USE 1.043652 PLEASE USE 1.043652 | 12.1128
1.020394 | SEAL HEAT EXCH FLUE OUTLET PIP | 12.4913
1.020412 | FLOW REGULATOR 12L/MIN RED CD28X | 8.4898
1.020428 | FLOW REGULATOR 10L/MIN BLUE CD25X | 8.4898
1.020430 | NOW USE 1.032198 NOW USE 1.032198 | 10.9448
1.020464 | PIPE - PRESS/TEMP SAFETY VLV (CD50) | 28.1298
1.020481 | SEALED CHAMBER BOTTOM CATCH | 10.988
1.020620 | D.18 PIPE, COND HEAT EXCH | 34.2511
1.020635 | D.18 PIPE, PUMP COND HEAT EXCH | 21.8896
1.020671 | Burner assembly - HE CB33 | 97.4648
1.020754 | DH-LPCH PIPE No8 (H/E TO VALVE/D H FLOW) | 27.5674
1.020755 | DH-LPCH PIPE No9 (C H FLOW/D H RETURN) | 53.2747
1.020756 | DH-LPCH PIPE No10 (PUMP/CH RETURN) | 26.7239
1.020757 | DH-LPCH PIPE No11 (H/E / PUMP / CH RETURN) | 18.2773
1.020810 | D.18 PIPE, EXCH - 3 WAY VALVE | 31.3419
1.020831 | FLOW SWITCH CD25/28/35C | 45.3148
1.020835 | CYLINDER REAR INSULATION(CD50) | 36.6628
1.020836 | CYLINDER FRONT INSULATION (CD50) | 36.6628
1.021159 | 3/4" FITTING SAFETY VALVE | 6.92
1.021214 | WALL TEMPLATE CD50 | 35.2677
1.021215 | PIPE - DHW EXPANSION VESSEL (CD50) | 37.7768
1.021216 | LABEL-GAS RATE CD50 | 1.8061
1.021226 | SCREW-4.2 X 19 - SELF TAPPING (CD50) | 3.5581
1.021232 | CERAMIC LENS D.40 CD25/28/35C | 13.1186
1.021238 | METAL SHEET CLIP CD25/28/35C | 3.861
1.021254 | DATA BADGE (LPG) (CD50) | 4.2719
1.021348 | LABEL-GAS RATE (LPG)(CD50) | 4.2719
1.021352 | D.22 CRYSTAL PIPE | 6.5431
1.021353 | 18D. PIPE-GAS VLV TO MANIFOLD | 4.1962
1.021354 | POCKET FLANGE | 15.6926
1.021356 | Flue limit thermostat (90 C) | 18.3963
1.021401 | CERAMIC FIBRE PANEL, SIDE | 7.1163
1.021452 | SEAL FOR FLEXIBLE HOSE | 1.0923
1.021460 | NIPPLE 2 1/2" MM | 19.467
1.021464 | PLUG FOR POCKET FLANGE PLUG FOR POCKET FLANGE | 6.608
1.021480 | PUMP-GRUNDFOS 15/50 WITH 1 1/2" CONNECTIONS | 171.05
1.021481 | PUMP-GRUNDFOS 15/60 WITH 1 1/2" CONNECTION | 182.0165
1.021483 | FLUE ADAPTER 60MM SEAL CD BLR | 3.2661
1.021497 | WAX STAT HOLDER (COMBIMAX) | 27.7837
1.021519 | PRESSURE SWITCH LOCKING SWITCH CD25/28/35C | 1.7304
1.021520 | GAS MANIFOLD (HE CB33) | 61.4292
1.021521 | Primary heat exchanger | 304.8532
1.021528 | EXPANSION VESSEL 8LTR(240/280) | 110.6699
1.021532 | PUMP-VICTRIX 50 | 187.4672
1.021533 | PLASTIC MOUNT, PRESSURE SWITCH | 3.3202
1.021664 | PROBE FOR PRESSURE TAKEOFF | 9.2252
1.021734 | NO LONGER AVAILABLE NO LONGER AVAILABLE | 11.9614
1.021738 | SAFETY VALVE 3 BAR (STYLE) (CA-3114300 | 29.7196
1.021739 | SAFETY VALVE 3 BAR & O'RING (240/280/500) | 33.2129
1.021743 | Primary heat exchanger HE CB33 | 224.4112
1.021744 | Fan assembly - HE CB33 | 131.0562
1.021745 | CONTROL PANEL | 55.7081
1.021747 | TEFLON INSERT | 12.0479
1.021749 | D.18 PIPE, COND HEAT EXCH | 31.6771
1.021751 | GAS MANIFOLD (HE CB25) | 53.2963
1.021752 | CONTROL PANEL (HECB 25) | 55.7081
1.021762 | TEMPERATURE SENSOR (NTC) (240/280/500/CB/CD/SY) | 14.3515
1.021764 | CLIP FOR PIPE COND OUTLET | 6.9757
1.021782 | NO LONGER AVAILABLE NO LONGER AVAILABLE | 32.272
1.021805 | NO LONGER AVAILABLE NO LONGER AVAILABLE | 46.2882
1.021869 | WALL MOUNTING TEMPLATE CDR | 36.0897
1.021870 | BACK COVER, CONTROL PANEL | 26.6049
1.021871 | terminal block cover | 6.1754
1.021872 | terminal block 2 label | 1.8061
1.021875 | CONTROL PANEL ONLY (18R) | 40.3832
1.021876 | CLOCK COVER | 5.8077
1.021877 | Burner | 107.3713
1.021878 | D.14 PIPE, GAS VALVE MANIFOLD | 23.6957
1.021879 | D.40 PIPE, AIR INTAKE | 32.8127
1.021880 | D.18 PIPE, MODULE HEATING SYSTEM FLOW | 30.4983
1.021881 | D18 PIPE, SYSTEM RETURN MODULE | 15.0437
1.021882 | SEAL, DEL AND RET PIPES | 0.93009
1.021883 | D.14 PIPE, GAS CONNECTION | 13.3133
1.021884 | SEAL - CASING | 3.9258
1.021892 | AIR TRAP PLUG | 0.23793
1.021958 | CERAMIC FIBRE PANEL, REAR (HE CB33) | 16.7092
1.021959 | CERAMIC FIBRE PANEL, FRONT HE CB33 | 16.7092
1.021960 | Primary heat exchanger HE CB25 | 198.8987
1.021966 | NO LONGER AVAILABLE NO LONGER AVAILABLE | 16.4496
1.021967 | Fan assembly - HE CB25 | 105.0785
1.021969 | CERAMIC FIBRE PANEL, FRONT HE CB25 | 13.4539
1.021970 | CERAMIC FIBRE PANEL, REAR (HE CB25) | 13.4539
1.021971 | SEAL, CUP COND DRAINAGE SYSTEM | 0.68135
1.021972 | SPRING PIPE CLAMP FOR D.22 SILICONE PIPE | 1.0923
1.021974 | 4.2X50 SELF-TAPPING SCREW CROSSHEAD | 0.38934
1.021984 | D.18 PIPE, COND DISCHARGE | 36.0897
1.021985 | CLIP, D18 PIPE CD25/28/35C | 1.4492
1.022049 | INTEC 28S, 34C, 40GS LPG INJ INTEC 28S, 34C, 40GS LPG INJ | 19.8239
1.022050 | INJECTOR INTEC 26C,18S,24X LPG INJECTOR INTEC 26C,18S,24X LPG | 24.9827
1.022052 | INJECTOR-INTEC 30C, 28 LPG INJECTOR-INTEC 30C, 28 LPG | 78.7008
1.022084 | DH-LPCH PIPE No11 (MODIFIED) (H/E / PUMP / CH RETURN) | 39.929
1.022102 | AUTOMATIC AIR VENT | 22.1275
1.022162 | NOW USE 1.010952 NOW USE 1.010952 | 13.9405
1.022167 | PRIMARY HEAT EXCHANGER | 761.5707
1.022208 | NO LONGER AVAILABLE NO LONGER AVAILABLE | 1.7304
1.022220 | DHW HEAT EXCHANGER CD25 | 114.4335
1.022221 | DHW HEAT EXCHANGER CD28 | 124.286
1.022222 | DHW HEAT EXCHANGER CD35 | 160.03
1.022263 | WALL TEMPLATE HE | 35.1812
1.022271 | 3-WAY MOTOR FLANGE CD25/28/35C | 18.3531
1.022272 | FLANGE BUSH CD25/28/35C | 5.0182
1.022302 | BREATHER VALVE CLIP CD25/28/35C | 15.4655
1.022305 | PUMP CONNECTOR | 9.6578
1.022320 | SCREW 3.5 X 12 SELF TAPPING | 1.0815
1.022330 | NO LONGER AVAILABLE NO LONGER AVAILABLE | 0.84357
1.022335 | STEM CD25/28/35C | 16.5578
1.022336 | POPPET, 3- WAY VALVE CD25/28/35C | 6.954
1.022337 | SNAP RING 1.9 CD25/28/35C | 1.0815
1.022347 | SPRING CD25/28/35C | 1.5465
1.022356 | TERMINAL WIRING CONNECTOR | 1.1248
1.022357 | O-RING 21.89 X 2.62 CD25/28/35C | 1.3411
1.022358 | O-RING 2.9 X 1.78 CD25/28/35C | 1.3411
1.022359 | O-RING 13.10 X 2.62 CD25/28/35C | 0.81112
1.022360 | O-RING 6.75 X 1.78 CD25/28/35C | 0.81112
1.022362 | O RING (9.25x1.78) | 0.81112
1.022363 | O-RING 17.86X2.62 25/28/35C | 0.44342
1.022379 | LPG GAS MANIFOLD HE CB25 | 49.868
1.022380 | LPG GAS MANIFOLD HE CB33 | 61.4292
1.022384 | CABLE - FLUE OVERHEAT (HECB) | 23.1008
1.022435 | PRESSURE GAUGE | 29.9359
1.022442 | 17. 17X1.78 O-RING, EPDM | 0.62727
1.022461 | SCREEN-PRINTED PLATE | 2.0549
1.022472 | Main injector 5.1mm | 14.0811
1.022479 | O-RING | 0.60564
1.022505 | DATA BADGE (LPG) (CD18R) | 10.404
1.022509 | CDR - LPG INJECTOR | 22.1275
1.022519 | MOTOR LOCKING FORK CD25/28/35C | 1.2221
1.022534 | TERMINAL BLOCK ID CARD (CDS) | 1.8061
1.022592 | FAN - PILOT 240/280 | 176.8036
1.022645 | RETURN PIPE HEAT EXCHANGER | 12.0479
1.022647 | FLOW PIPE HEAT EXCHANGER (24R) | 30.8011
1.022648 | FLOW PIPE HEAT EXCHANGER (HESY25) | 44.6011
1.022709 | MAIN INJECTOR 5.25 (24R) NG | 13.3241
1.022780 | CONTROL PANEL ONLY (24R) | 53.1665
1.022781 | 18 D. PIPE HEAT X - COND TRAP | 39.8965
1.022782 | GAS BEND PIPE 22MM (24R) | 14.968
1.022786 | CONTROL PANEL ONLY (HESY25) | 55.7081
1.022932 | PLATE EXCHANGER FLANGE CD25/28/35C | 17.8123
1.022935 | CONNECTION PIPE, CIRC PUMP CD25/28/35C | 8.3492
1.022949 | COLD INLET SENSOR | 19.3048
1.023009 | CAPSCREW M5 X 55 SOCKET HEAD CAPSCREW M5 X 55 SOCKET HEAD | 1.3843
1.023010 | CLIP - PIPE D.14 | 1.6331
1.023012 | CAPSCREW M5 X 28 SOCKET HEAD | 1.4168
1.023013 | CONTROL PANEL ONLY (18S) | 53.1665
1.023014 | CONTROL PANEL (CD30S) | 57.0275
1.023016 | PLEASE USE 1.031448 PLEASE USE 1.031448 | 353.5099
1.023017 | GAS BEND PIPE 15MM (CD18S) | 11.7884
1.023028 | LABEL-GAS RATE CD13R | 1.8061
1.023032 | CONTROL PANEL ONLY (13R) | 53.1665
1.023057 | SPRING - THERMOSTAT | 2.9201
1.023071 | FLUE THERMOSTAT 102 (MANUAL RE-SET) | 22.041
1.023075 | LABEL-BOILER BOX (CD13R LPG) | 28.3569
1.023076 | LABEL-GAS RATE (LPG)(CD13R) | 10.8907
1.023077 | DATA BADGE (LPG) (CD13R) | 9.7011
1.023083 | 14.5D GROMMET | 4.034
1.023114 | DATA BADGE (LPG) (CD24R) | 10.5663
1.023190 | CONDENSATE TRAP CAP | 2.1522
1.023212 | 18D PIPE FLOW/PRIMARY H/E | 34.4999
1.023213 | 18D PIPE - PUMP TO HT EX CD30S | 48.7973
1.023235 | NOW USE 1.025801 NOW USE 1.025801 | 2.5199
1.023261 | FLANGE, PIPE FIXING FAN CD25/28/35C | 7.9923
1.023291 | NO LONGER AVAILABLE NO LONGER AVAILABLE | 43.0545
1.023298 | PIPE, FLOW SWITCH, COLD INLET CD25/28/35C | 19.8347
1.023299 | FAN | 330.2901
1.023322 | LABEL-BOILER BOX (CD30S) | 13.1186
1.023327 | PIPE, PUMP WATER GAS MODULE CD25C | 40.6103
1.023328 | POCKET FLANGE CD25/28/35C | 25.3828
1.023329 | FLUE CONNECTING SPIGOT | 11.9614
1.023334 | GAS MANIFOLD | 90.6513
1.023340 | ADHESIVE FOAM STRIP 15X3 | 13.8108
1.023345 | KNOB MAIN SWITCH 25/28/35C KNOB MAIN SWITCH 25/28/35C | 3.6663
1.023346 | DOOR, CONTROL PANEL 25/28/35C | 22.041
1.023365 | PIPE, WATER GAS MODULE | 34.8351
1.023395 | LABEL-GAS RATE CD24C | 1.8061
1.023396 | LABEL-GAS RATE CDLPG | 4.2719
1.023397 | COLD INLET MANIFOLD CD25/28/35C | 53.491
1.023435 | PRIMARY NTC | 17.1418
1.023442 | GAS MANIFOLD COVER | 32.737
1.023485 | PIPE, PUMP WATER GAS MODULE CD28C | 20.8297
1.023486 | PIPE, WATER GAS MODULE CD28C | 37.939
1.023495 | 18 D PIPE - HT EXCH/3 WAY VLVE | 61.4941
1.023496 | PIPE, HOT OUTLET 25/28/35C | 29.7521
1.023497 | 1/2" M-M FITTING CD25/28/35C | 23.793
1.023500 | PIPE, GAS VALVE MANIFOLD CD25/28C | 30.1198
1.023509 | BACK COVER, CONTROL PANEL CD25/28/35C | 17.8123
1.023510 | 14 D PIPE - GAS VLVE/ MANIFOLD | 24.377
1.023511 | 30x22x2 WASHER | 1.5465
1.023512 | PRESSURE SWITCH FLANGE CD25/28/35C | 15.7575
1.023515 | USER'S LABEL CD25/28X | 4.618
1.023519 | GROMMET CD25/28/35C | 0.27038
1.023520 | PIPE, WATER GAS MODULE CD35C | 38.3284
1.023528 | INLET FITTING-SEASONALITY VLV | 10.5879
1.023541 | NOW USE 1.026000 NOW USE 1.026000 | 24.0309
1.023544 | TRIMMER ADJUSTMENT KNOB 25/28/35C | 3.5798
1.023551 | PRESSURE GAUGE | 30.2712
1.023552 | HINGE DOOR CD25/28/35C | 2.1954
1.023554 | DOOR HINGE MOUNT CD25/28/35C | 2.4766
1.023555 | NO LONGER AVAILABLE NO LONGER AVAILABLE | 4.4017
1.023558 | PLASTIC FITTING CD25/28/35C | 5.3859
1.023560 | EXPANSION VESSEL 8 LITRE | 111.4486
1.023561 | GASKET, POCKET FLANGE CD25/28/35C | 5.2128
1.023562 | EXPANSION VESSEL 8D PIPE | 28.9626
1.023563 | PIPE, AIR INTAKE CD25/28/35C | 33.2886
1.023564 | PRIMARY HEAT EXCHANGER | 380.223
1.023565 | PRESSURE RELIEF VALVE 3 BAR | 26.1723
1.023569 | WALL TEMPLATE CD25/28/35C | 37.4091
1.023570 | PIPE HOT OUTLET 25/28/35C | 17.8664
1.023571 | PIPE SAFETY VALVE OUTLET | 24.5717
1.023573 | PIPE COLD INLET HOT OUTLET | 4.4125
1.023574 | PIPE - DELIVERY AND RETURN | 19.0885
1.023575 | HYDRAULIC ASSY SEAL 25/28/35C HYDRAULIC ASSY SEAL 25/28/35C | 2.6713
1.023578 | SCREW M5 X 25 | 0.51912
1.023580 | CLIP - HEAT EXCHANGER PIPE | 5.3859
1.023581 | CONDENSATE DRAIN ELBOW | 11.8532
1.023582 | 8D PIPE - EXPANSION VESSEL | 25.8154
1.023583 | PIPE COLD INLET (CD25/28X) | 13.8216
1.023587 | 3/4" VALVE WITH LATERAL CONN | 44.6984
1.023624 | 80D COVER PLATE | 6.5431
1.023638 | PRIMARY HEAT EXCHANGER CD25 | 379.4767
1.023673 | Gas Valve - Dungs | 119.43
1.023674 | PRIMARY HEAT EXCHANGER | 449.3957
1.0237 | M4 BRASS WASHER | 0.54075
1.023705 | NO LONGER AVAILABLE NO LONGER AVAILABLE | 23.3388
1.023706 | PIPE, PUMP WATER GAS MODULE CD35C | 17.304
1.023707 | 14 D PIPE - GAS VLVE/ MANIFOLD | 33.5914
1.023709 | 18 D PIPE - HT EXCH/PUMP | 33.9915
1.023716 | 18D PIPE - HEAT EXCH TO PUMP | 71.5845
1.023731 | LOCKING FORK 1/2" VALVE | 6.1646
1.023733 | LOCKING FORK VALVE 3/4" 25/28/35C | 6.37
1.023736 | 18 D PIPE - HT EXCH/PUMP | 35.4083
1.023754 | BOX LABEL CD28S | 12.9672
1.023755 | SEAL, SEALED SAFETY VALVE CD25/28/35C | 1.3411
1.023767 | BOX LABEL CD20S | 12.9672
1.023799 | COMBUSTION CHAMBER INSUL PANEL | 9.7335
1.023892 | WASHER | 29.871
1.023979 | BURNER CD35 | 93.2577
1.023992 | GASKET (24x16x2) | 1.7412
1.023993 | SEAL 14.8X8X2 AFM34 | 1.0166
1.023994 | 1/2" WASHER | 1.0815
1.023995 | RUBBER WASHER/TOP CON FLOW SW | 1.4817
1.023999 | BURNER CD25 | 87.9692
1.024023 | INSULATING PANEL, FRONT CASING CD25/28/35C | 13.8865
1.024068 | ELECTRICAL CABLE MALE PLUG | 12.1561
1.024069 | ELECTRICAL CABLE FEMALE PLUG | 10.7717
1.024070 | PLUG COVER WITH FIXING PLATE | 13.7783
1.024084 | SCREW m5 x 14mm pozi-drive | 1.1248
1.024093 | PLUG 25/28/35C | 9.5388
1.024096 | SYSTEM RETURN PIPE D.18 | 33.8834
1.024097 | PUMP | 189.6
1.024101 | HEATING SYSTEM FLOW PIPE D.18 25/28/35C | 36.1005
1.024137 | TOP COVER | 111.3404
1.024139 | COMBUSTION CHAMBER FRONT COVER | 92.9225
1.024144 | 3/4" FITTING 25/28/35C | 9.1928
1.024176 | LPG BURNER INJECTOR-3.85MM | 22.8305
1.024184 | FLOW MANIFOLD | 85.8278
1.024190 | HEAT EXCHANGER FLUE OUT PIPE | 16.9687
1.024195 | PIPE, L300 CD25/28/35C | 7.5056
1.024204 | RUBBER BUFFER CD25/28/35C | 0.55156
1.024210 | FRONT CASING SEAL CD25/28/35C | 9.528
1.024211 | DRAIN OUTLET WITH HOSE UNION CD25/28/35C | 13.735
1.024212 | GAS RATE LABEL (HE25/33) | 1.3411
1.024234 | PUMP | 250.8323
1.024240 | PRIMARY HEAT EXCHANGER - CD12S | 286.3596
1.024241 | PRIMARY HEAT EXCHANGER | 1450.3996
1.024263 | GAS VALVE | 241.964
1.024264 | PIPE - GAS VLV TO BURNER MANIF | 53.3504
1.024266 | FLEXIBLE AIR INLET PIPE | 59.104
1.024270 | 18 D. PIPE - CONDENSATE DRAIN | 60.564
1.024282 | PIPE - PUMP TO HE EX | 45.3365
1.024289 | PIPE - HE EX TO MANIFOLD | 68.6861
1.024296 | FLUE TEMPERATURE SENSOR | 21.511
1.024318 | LABEL SOLAR VALVE | 2.3144
1.024319 | GRUB SCREW (M6x12) | 1.7304
1.024339 | PUMP FIXING FLANGE | 47.8564
1.024374 | MAIN INJECTOR 5.2MM CD25 | 15.9413
1.024384 | ADHESIVE FOAM STRIP | 12.1344
1.024386 | GAS MANIFOLD COVER | 33.4292
1.024387 | T PIECE - MANIFOLD TRAY TUBE | 7.7976
1.024388 | MAIN INJECTOR 5.4MM CD28 | 22.1275
1.024391 | MAIN INJECTOR 8.5 CD35 | 13.2267
1.024392 | VENTURI | 35.8842
1.024400 | CONTROL PANEL -BARE | 38.7285
1.024483 | BURNER - CD12S | 75.3697
1.024509 | CYLINDRICAL PIN CD25/28/35C | 0.29201
1.024542 | COMBUSTION CHAMBER WINDOW | 8.2518
1.024543 | COMB CHAMBER INS PANEL FRONT | 8.4898
1.024590 | NO LONGER AVAILABLE NO LONGER AVAILABLE | 39.7235
1.024673 | ALUMINIUM SHEET REFLECTING | 4.5964
1.024678 | INSULATING SHEET | 17.4879
1.024688 | AUTOMATIC AIR VENT VALVE EXTEN | 60.564
1.024690 | GAS VALVE FLANGE GAS VALVE FLANGE | 48.8946
1.024708 | CONTROL PANEL MARKING CD25C | 6.0023
1.024773 | BOTTOM PLASTIC COVER 25/28/35C | 22.0085
1.024779 | CONTROL PANEL MARKING CD28C | 6.5431
1.024780 | CONTROL PANEL MARKING CD35C | 6.5431
1.024789 | MOTOR VALVE | 146.9326
1.024824 | 175MM CONDENSATE HOSE | 3.1147
1.024825 | CONTROL PANEL NAMEPLATE | 5.2128
1.024828 | LABEL-GAS RATE CE 25/28/35C | 1.3411
1.024834 | USER'S LABEL CD12/20/28S | 2.9201
1.024857 | 18D PIPE - HT EXCH/PUMP INLET CD12S | 32.0881
1.024862 | ADAPTOR 21mm - IRELAND ONLY | 9.7011
1.024863 | EXPANSION RELIEF INDICATORPLUG | 3.1796
1.024872 | BURNER INJECTOR - 4.2mm | 22.1275
1.024876 | SIPHON PLUG - CONDENSATE TRAP | 0.85439
1.024884 | IGNITOR SEAL | 6.5647
1.024898 | INSPECTION WINDOW SEAL | 3.4175
1.024899 | G1 1/2 ISOLATION VALVE | 86.5524
1.024965 | CONDENSATION MODULE CONDENSATION MODULE | 301.6087
1.024988 | DATA LABEL CD25C LPG | 3.4175
1.024989 | DATA LABEL CD28C LPG | 3.4175
1.024990 | DATA LABEL CD35C LPG | 5.613
1.024991 | DATA LABEL CD28X LPG | 2.4442
1.024992 | DATA LABEL CD12S LPG | 2.4442
1.024993 | DATA LABEL CD20S LPG | 2.4442
1.024994 | DATA LABEL CD28S LPG | 2.4442
1.024996 | BRASS FAN PRESSURE PORT CD25/28/35C | 3.7961
1.025017 | PIPE - PUMP TO HE EX | 69.9082
1.025033 | VENTURI CD20S | 35.8842
1.025035 | VENTURI CD28S | 33.1804
1.025064 | 12.5 SILICON GROMMET | 3.569
1.025067 | INTEC 12S LPG INJECTOR INTEC 12S LPG INJECTOR | 24.6149
1.025105 | PRV PIPE TERMINAL GROMMET 25/28/35C | 3.158
1.025142 | CLIP | 12.978
1.025196 | CONTROL PANEL - BARE | 57.0275
1.025246 | CONTROL PANEL - BARE | 57.0275
1.025248 | 18D PIPE - GAS CONN / WALL | 22.214
1.025279 | 44X34X2 MM FIBER WASHER | 6.7377
1.025280 | 72X55X2 MM FIBER WASHER | 6.7377
1.025283 | INJECTOR | 26.6914
1.025301 | 18 D PIPE - HT EXCH/3 WAY VLVE | 59.4501
1.025323 | GAS VALVE BOTTOM FLANGE GAS VALVE BOTTOM FLANGE | 19.33
1.025333 | BURNER | 127.909
1.025337 | CONTROL PANEL NAMEPLATE | 5.2128
1.025357 | VENTURI O RING | 10.1769
1.025360 | SPARK GENERATOR | 43.26
1.025370 | CLIP FOR EXCHANGER PIPES | 3.6014
1.025380 | PLEASE USE 1.028395 PLEASE USE 1.028395 | 15.0977
1.025384 | COLD WATER INLET PIPE 14D PIPE | 19.586
1.025385 | 8D PIPE FOR EXPANSION VESSEL | 19.932
1.025386 | NO LONGER AVAILABLE NO LONGER AVAILABLE | 47.4995
1.025390 | NO LONGER AVAILABLE NO LONGER AVAILABLE | 34.4133
1.025395 | 18D PIPE - GAS VALVE/ MANIFOLD | 23.0792
1.025492 | INSULATION PANEL- FRONT CASING CD25/28/35C & CD25/28X | 17.4122
1.025506 | COMBUSTION CHAMBER FRONT COVER | 90.3269
1.025576 | PCB NEW HE | 197.6
1.025585 | MAIN INJECTOR 3.5MM CD12S (NG) | 14.6219
1.025625 | SCREW M16 X 65 | 4.4017
1.025626 | NUT M16 | 1.0166
1.025639 | LABEL-GAS RATE CD25XLPG | 2.6713
1.025643 | DATA LABEL CD25X LPG | 2.4442
1.025648 | D.18 PIPE, HEAT EXCH/3 WAY VVE | 47.7374
1.025660 | BOX LABEL CD12S LPG | 8.1113
1.025661 | BOX LABEL CD20S LPG | 8.3816
1.025662 | BOX LABEL CD28S LPG | 8.1113
1.025663 | BURNER INJECTOR | 22.1275
1.025664 | BURNER INJECTOR | 22.1275
1.025690 | PRESSURE POINT CAP PRESSURE POINT CAP | 5.0182
1.025705 | INTEC 30GS LPG INJECTOR INTEC 30GS LPG INJECTOR | 29.7629
1.025711 | PIPE, AIR INTAKE | 38.5014
1.025730 | PRIMARY HEAT EXCHANGER VENT | 17.6068
1.025780 | TRANSFORMER | 104.4945
1.025797 | O/H THERMOSTAT 100c O/H THERMOSTAT 100c | 15.0869
1.025798 | KLIXTON THERMOSTAT 110 C | 12.3507
1.025801 | FRONT COVER FIXING PIN | 1.0815
1.025819 | MAIN PCB MAIN PCB | 362.0429
1.025881 | RETAINING CLIP- 3WAY VALVE MTR | 5.4291
1.025883 | AIR INTAKE PIPE | 42.4921
1.025898 | FLEXIBLE HOSE (1.200) | 2.6713
1.025910 | BURNER SEAL | 12.5346
1.025911 | NUT (M6) | 1.0166
1.025986 | SILICONE PIPE 4 X 8 SILICONE PIPE 4 X 8 | 10.2094
1.025992 | TEMPLATE GAS SAVER | 5.613
1.026000 | CASING INSULATING PANEL | 22.4952
1.026027 | WASHER | 1.4708
1.026033 | PACKAGING (HE) | 28.703
1.026034 | PACKAGING (HE) | 26.7239
1.026042 | ALPHA NAME PLATE | 8.2518
1.026051 | INJECTOR | 26.6914
1.026055 | PRESSURE TAKE OFF POINT | 9.7768
1.026210 | WASHER 30 X 22 X2 WASHER 30 X 22 X2 | 3.2553
1.026213 | DATA LABEL HE25 LPG | 3.158
1.026224 | DATA LABEL HE33 LPG | 3.158
1.026338 | HEAT EXCHANGER CD90S | 1585.1005
1.026341 | GAS COCK STRAIGHT (3/4") | 35.1487
1.026455 | RED SILICONE ORING (9,19X2,62) | 0.25956
1.026459 | PLEASE USE 3.018189 | 0.54075
1.026460 | O RING SEAL 44.12 x 2.62MM | 1.7304
1.026474 | FLAME SENSOR | 37.9066
1.026515 | GAS VALVE CONNECTOR | 8.3276
1.026530 | PLEASE USE 3.031567 PLEASE USE 3.031567 | 0.90846
1.026710 | FILLING LOOP HANDLE | 2.8768
1.026759 | PIPE D20 CYC FILTER ASSEMBLY PIPE D20 CYC FILTER ASSEMBLY | 16.7741
1.026763 | CLIP - FLOW AND RETURN TO HEAT | 4.6505
1.026806 | FLANGE GASKET DN100 | 18.3314
1.026823 | BOILER BOX LABEL CD50 (NEW) | 6.0023
1.026832 | BOILER BOX LABEL 24R (NEW) | 7.3434
1.026839 | BOILER BOX LABEL 18R (NEW) | 6.0023
1.026841 | BOILER BOX LABEL 13R (NEW) | 7.3434
1.026930 | 1/2'' BACK NUT | 3.4175
1.026993 | ADAPTOR | 15.2383
1.026997 | PIPE PIPE | 25.4477
1.027002 | 3D SILVER POSITIVE PRESS PORT | 7.3218
1.027009 | WIRING GROMMET | 1.5141
1.027108 | DRAIN FITTING | 13.3782
1.027110 | AUTOMATIC AIR VENT | 54.0966
1.027137 | PUMP COUPLER FITTING | 7.5921
1.027140 | CD50S-SS CONDENSATE DRAIN PIPE | 37.1603
1.027141 | PIPE - HE EX TO MANIFOLD | 109.2315
1.027172 | WALL MOUNTING TEMPLATE CD50/70 | 49.9653
1.027173 | CONTROL PANEL | 82.0859
1.027178 | FAN | 158.4289
1.027180 | CONTROL PANEL | 82.0859
1.027188 | CARDBOARD INSERT CD28C EXTRA | 17.4122
1.027199 | PRESSURE GAUGE CD50-70-90-115S PRESSURE GAUGE CD50-70-90-115S | 30.6065
1.027232 | CH EXPANSION VESSEL | 124.8375
1.027277 | PRIMARY PRESSURE SWITCH PRIMARY PRESSURE SWITCH | 22.2465
1.027380 | BRASS INSERT FOR FLOW SWITCH | 1.46
1.027418 | RELAY CARD | 33.2669
1.027423 | PLASTIC TRANSPARENT A4 FOLDER | 4.4017
1.027428 | DATA LABEL CD50S LPG | 10.0579
1.027430 | DATA LABEL CD70S | 9.8849
1.027434 | PIPEWORK LABEL PROTEC 70 90 115 | 3.0174
1.027467 | GAS INLET PIPE | 26.7239
1.027485 | HEX SOCKET SCREW (M4x10) | 0.22711
1.027709 | BURNER INJECTOR - 3.70MM | 24.377
1.027710 | VENTURI | 35.5814
1.0278 | GASKET 28X21X2 | 0.54075
1.027959 | PCB | 191.1
1.028020 | SCREW FIXING PACK | 9.1928
1.028253 | HEAT EXCHANGER CD115S | 1450.3023
1.028262 | 3/4" CONNECTOR SOLARSMART 100 | 15.898
1.028277 | BURNER CD115S | 318.5558
1.028343 | BURNER CD90S | 303.4365
1.028395 | DHW TEMPERATURE SENSOR | 16.8714
1.028444 | NUT FOR FLEXIBLE HOSE INTEC | 2.3252
1.028532 | PCB | 191.1768
1.028548 | HOUSING, OUTLET MANIFOLD | 80.8638
1.028559 | GASKET GRUNDFOS | 3.0174
1.028561 | SAFETY RELIEF VALVE 3 BAR | 28.292
1.028570 | NOW USE 1.035365 | 38.5014
1.028572 | 3-WAY VALVE MOTOR | 51.3388
1.028605 | OUTLET MANIFOLD CLIP | 1.0166
1.028642 | FLOW SWITCH SPACER | 33.148
1.028643 | 3-BAR PRESSURE RELIEF VALVE | 29.5033
1.028645 | HEX SOCKET SCREW (M5x45) INTEC | 1.7088
1.028647 | COLD INLET BLOCK | 43.5087
1.028650 | AUTO BYPASS HOUSING | 99.5953
1.028657 | 12 PLATE HEAT EXCHANGER KIT | 113.3736
1.028674 | FAN | 317.0742
1.028675 | COMBUSTION CHAMBER CVR CD115S | 97.3674
1.028678 | GAS VALVE | 223.081
1.028679 | CONDENSATE TRAP | 144.3154
1.028680 | CONDENSATE DRAIN PIPE | 69.1079
1.028681 | 25 D.PIPE- GAS VALVE-MANIFOLD | 39.7235
1.028682 | FLUE CONNECTION FLANGE | 11.5396
1.028684 | BURNER LOCKING FLANGE | 21.4029
1.028689 | AIR INLET PIPE | 71.5953
1.028691 | 35 D.PIPE FLOW FITTING TO HEAT | 166.1184
1.028693 | MANIFOLD BLOCK CD90S/CD115S | 113.5575
1.028702 | IGNITION ELECTRODE | 33.2886
1.028706 | 35 D PIPE FLOW FITTING TO H/EX | 157.9098
1.028707 | FLOW PIPE CD90S | 123.0206
1.028713 | CERAMIC GLASS D20 | 4.0664
1.028715 | PUMP | 316.4469
1.028740 | CONTROL PANEL BEZEL CONTROL PANEL BEZEL | 80.9827
1.028832 | FLUE TEMP NTC | 36.4574
1.028852 | FLAME DETECTION ELECTRODE | 39.7235
1.028890 | DETECTION ELECTRODE | 32.2179
1.028946 | BURNER INJECTOR 8.8MM BURNER INJECTOR 8.8MM | 103.1643
1.028958 | PUMP - PRO TEC 70 | 212.6337
1.028982 | IGNITION ELECTRODE WIRE | 35.4948
1.028984 | PLATE GROMMET CD12S, 20S, 28S | 3.4175
1.028985 | SEAL PLUG CD12S, 20S, 28S | 0.27038
1.029059 | CAP FOR HOLE | 4.0664
1.029067 | INTEC GS FLUE TURRET INTEC GS FLUE TURRET | 25.4585
1.029138 | CONDENSATE TRAP COVER | 4.0664
1.029156 | HEAT EXCHANG TO DIV VALVE PIPE | 36.6737
1.029157 | HEAT EXCHANGER RETURN PIPE | 21.046
1.029159 | HEAT EXCHANGER TO PUMP PIPE | 21.5327
1.029164 | FOR INTEC APPLIANCES | 8.6304
1.029165 | EXPANSION VESSEL PIPE | 20.6675
1.029189 | O RING 54 x 3 | 1.3519
1.029190 | O RING 75.87 X 2.62 | 15.1734
1.029191 | O RING 68 x 3 | 1.8061
1.029221 | GAS SERVICE COCK | 63.895
1.029229 | BURNER INJECTOR 12.75MM CD115S BURNER INJECTOR 12.75MM CD115S | 22.6574
1.029230 | LPG INJECTOR 9.8MM | 51.7281
1.029232 | SENSING ELECTRODE VICTRIX 50 SENSING ELECTRODE VICTRIX 50 | 39.7235
1.029257 | NIPPLE | 42.7841
1.029283 | CD C EXTRA DRIP TRAY | 22.214
1.029337 | POWER SUPPLY CABLE | 8.3059
1.029426 | CLIP - INTEC RANGE | 1.8061
1.029433 | REAR HE INSUL PANEL NEW | 68.4481
1.029464 | SEAL 58 x 50 x 2 | 4.4017
1.029620 | D.18 PIPE, COND HEAT EXCH | 8.7385
1.029646 | PUMP - PRO TEC 50 | 168.1624
1.02968 | 1/2 INCH ISO VALVE (PROTEC HEA | 18.0935
1.029719 | FAN ASSEMBLY | 205.9392
1.029813 | PCB CDR / C / 50 / OLD CDS | 196.56
1.029848 | OUTLET MANIFOLD | 8.0464
1.029880 | GAS SAVER FLUE TURRET | 10.1769
1.030007 | TEMPLATE KIT | 9.3658
1.030009 | BLENDING VALVE KIT | 176.198
1.030219 | CROSSHEADED SELFTAPPING SCREW | 0.25956
1.030251 | IGNITION ELECTRODE GASKET | 4.0664
1.030256 | ALPHA BADGE | 7.2028
1.030267 | PCB | 199.0609
1.030299 | BARE CONTROL PANEL - INTEC C-S | 41.7243
1.030300 | PCB CONTROL PANEL COVER | 17.3148
1.030301 | CONTROL PANEL ELECTRICAL COVER | 10.8907
1.030330 | FRONT CASING SEAL | 8.7601
1.030357 | FLUE CLAMP RUBBER SEAL | 11.3125
1.030379 | GS FLUE TURRET FOAM GASKET | 2.1197
1.030438 | NO LONGER AVAILABLE NO LONGER AVAILABLE | 143.2447
1.030602 | HEX SOCKET SCREW M5 x 16 | 0.76786
1.030629 | HYDRAULIC ASSEMBLY FOAM SEAL | 7.6354
1.030636 | FLUE TURRET | 20.4836
1.030639 | HEAT EXCHANGER FLOW PIPE | 45.834
1.030641 | PUMP HOUSING ONLY PUMP HOUSING ONLY | 91.2678
1.030659 | SCREEN-PRINTED PLATE | 4.4017
1.030661 | CONTROL PANEL LABEL CONTROL PANEL LABEL | 3.5581
1.030666 | FLUE TURRET SEAL | 3.569
1.030667 | FLUE TRAY CONNECTION | 12.0155
1.030738 | FLUE TURRET | 20.4836
1.030765 | INTEC S WIRING DIAGRAM INTEC S WIRING DIAGRAM | 4.9749
1.030783 | BARE CONTROL PANEL - INTEC X | 41.7243
1.030810 | TF1 LABEL | 4.034
1.030891 | CABLE - SPRK GEN/PUMP/DIV VLV INC FLAME SENS ELEC WIRE | 63.895
1.030892 | CABLE - FAN/GV/FL SW/TEMP SENS INC O/H STAT/LOW V TERM BLOCK | 105.7599
1.030893 | CABLE - ELEC TERM BLOCK/CLOCK INC POWER SUPPLY WIRE | 52.8745
1.030895 | CABLE - SPRK GEN/PUMP/DIV VLV INC 2ND TERM BLOCK WIRE | 63.895
1.030896 | CABLE - FAN/GV/FL SW/TEMP SENS INC O/H STAT/LOW V TERM BLOCK | 99.1411
1.030897 | CABLE - ELEC TERM BLOCK/CLOCK INC POWER SUPPLY WIRE | 49.576
1.030903 | TF1 - 22MM TO 1" VALVE | 42.7841
1.030962 | BOILER BOX INTEC 30C BOLIER BOX INTEC 30C | 27.8703
1.030996 | EXPANSION VESSEL | 113.6548
1.031009 | NO LONGER AVAILABLE NO LONGER AVAILABLE | 3.8501
1.031019 | BURNER SEAL | 15.6493
1.031101 | AIR INTAKE PIPE | 48.1484
1.031102 | FAN FLANGE | 7.2028
1.031123 | HOT WATER OUTLET PIPE (D.14) | 36.068
1.031143 | MANIFOLD HOUSING | 58.5632
1.031223 | ALPHA LOGO LABEL | 4.6613
1.031235 | INTEC GS DRIP TRAY INTEC GS DRIP TRAY | 17.2067
1.031246 | INTEC GS BLENDING VALVE INTEC GS BLENDING VALVE | 152.578
1.031251 | INTEC GS TEMPLATE | 39.7235
1.031255 | GAS SUPPLY PIPE (D.18) GAS SUPPLY PIPE (D.18) | 22.5385
1.031256 | CON PIPE (D.18) FLOW & RETURN | 34.4674
1.031258 | D.14 CONNECT PIPE C-IN H-OUT INTEC 30GS/40GS | 15.9846
1.031271 | ADHESIVE FOR DISPLAY | 5.8834
1.031287 | CONTROL PANEL FRONT COVER | 20.6134
1.031288 | CONTROL PANEL BUTTON FRAME | 10.3608
1.031289 | CONTROL PANEL THERMOSTAT KNOB | 4.2719
1.031292 | CLOCK WIRING COVER | 2.3144
1.031303 | BOILER LABEL | 6.37
1.031345 | X19 PCB PLUG LINK | 3.0174
1.031347 | D18. FS/ HEATING RTN PIPE | 87.0283
1.031348 | DIV. VALVE TO CH FLOW CON PIPE | 59.4501
1.031349 | BOILER FLOW TO DIV. VALVE CON | 54.0966
1.031351 | BLENDING VALVE HW CON PIPE | 56.8004
1.031352 | CYL TO BOILER DHW RTN PIPE | 80.8638
1.031353 | BOILER TO CYL DHW FLOW PIPE | 85.0275
1.031355 | WALL TEMPLATE INTEC X,C,S WALL TEMPLATE INTEC X,C,S | 16.7092
1.031447 | PRI HEAT EX - INT 26C,24X,18S PRI HEAT EX - INT 26C,24X,18S | 308.4762
1.031448 | PRI HEAT EX - INT 30C, 28X | 325.1962
1.031449 | PRI HEAT EX INTEC - 34C, 28S | 322.2654
1.031454 | CYL TOP INSULATION | 24.1391
1.031455 | CYL MIDDLE INSULATION | 133.4679
1.031456 | CYL BOTTOM INSULATION | 22.4736
1.031471 | BURNER INJECTOR - 6.80MM | 16.5794
1.031485 | CONTROL PANEL NAMEPLATE | 6.0672
1.031486 | BOILER BADGE INTEC 30C | 6.0672
1.031487 | CONTROL PANEL NAMEPLATE | 6.0672
1.031492 | NO LONGER AVALABLE NO LONGER AVAILABLE | 6.4349
1.031493 | BOILER BADGE INTEC 30GS | 6.0672
1.031494 | BOILER BADGE INTEC 40GS | 6.0672
1.031529 | WALL HUNG FLOWSMART TEMPLATE | 61.4941
1.031530 | WH FLOWSMART INSTRUCTIONS | 3.7961
1.031532 | GAS VALVE MANIFOLD PIPE (D.14) | 17.1418
1.031533 | GAS VALVE MANIFOLD PIPE (D.14) | 28.8328
1.031572 | PCB PANEL PLUG | 1.1356
1.031720 | CONDENSATION MODULE | 1743.378
1.031752 | CONDENSATION MODULE | 1574.664
1.031779 | BRASS PRESSURE POINT BRASS PRESSURE POINT | 6.7377
1.031783 | THERMAL FUSE WIRING PROTEC 70 90 115 | 11.2909
1.031823 | GAS VALVE ASSEMBLY | 140.7789
1.031824 | BURNER | 82.9727
1.031892 | PRESSURE SWITCH LOCKING CLIP PRESSURE SWITCH LOCKING CLIP | 3.0174
1.031895 | HEAT EXCHANGER THERMAL FUSE | 20.635
1.031963 | MALE PLUG FOR PV RESISTANCE MALE PLUG FOR PV RESISTANCE | 10.0579
1.031983 | PV RESISTANCE PLUG SEAL PV RESISTANCE PLUG SEAL | 2.3144
1.032007 | FLAME SENSING ELECTRODE | 29.2762
1.032015 | RELAY PCB 220V CON WIRING RELAY PCB 220V CON WIRING | 10.3608
1.032016 | RELAY PCB LOW VOLTAGE WIRING RELAY PCB LOW VOLTAGE WIRING | 12.5346
1.032018 | C-WATER INLET VALVE GS 14DPIPE | 49.5435
1.032146 | INTEC 26C LPG DATA LABEL INTEC 26C LPG DATA LABEL | 7.5056
1.032147 | INTEC 30C LPG DATA LABEL INTEC 30C LPG DATA LABEL | 7.5056
1.032148 | INTEC 34C LPG DATA LABEL INTEC 34C LPG DATA LABEL | 7.5056
1.032149 | INTEC 24X LPG DATA LABEL INTEC 24X LPG DATA LABEL | 13.1186
1.032150 | INTEC 28X LPG DATA LABEL INTEC 28X LPG DATA LABEL | 7.5056
1.032151 | INTEC 12S LPG DATA LABEL INTEC 12S LPG DATA LABEL | 7.5056
1.032152 | INTEC 18S LPG DATA LABEL INTEC 18S LPG DATA LABEL | 7.5056
1.032153 | INTEC 18S LPG DATA LABEL INTEC 18S LPG DATA LABEL | 7.5056
1.032191 | BURNER | 52.2689
1.032193 | INTEC GS RELAY PCB INTEC GS RELAY PCB | 17.3581
1.032198 | 14L FLOW REGULATOR (PINK) | 8.2518
1.032280 | LOWERED BRASS NUT 3/4INCHF | 3.2553
1.032414 | 22MM CONNECTION TAIL | 12.9239
1.032415 | 16L FLOW REGULATOR 16L FLOW REGULATOR | 8.2518
1.032461 | DISPLAY BOARD DISPLAY BOARD INTEC 50CS | 129.5529
1.032492 | 16 PLATE EXCHANGER | 117.3428
1.032519 | LPG DATA LABEL | 6.6188
1.032653 | MANUAL VENT FITTING | 26.3994
1.032700 | D.14 COIL LINK PIPE | 34.5972
1.032702 | D.14 COIL INLET PIPE | 54.0966
1.032708 | D.14 COILOUTLET PIPE | 64.5764
1.032724 | PUMP (15-30) | 162.8955
1.032756 | CIRCULATING PUMP 15-60-130 | 215.6511
1.032859 | INTEC CLEANING SOLUTION | 55.0051
1.032864 | INTEC CLEANING VESSEL | 366.7042
1.032916 | FS CH PIPE LABEL | 12.1777
1.032917 | FS DHW PIPE LABEL | 12.1777
1.032918 | WIRING LABEL | 11.7018
1.032954 | D.15 PIPE. SAFETY VALVE OUTLET D.15 PIPE. SAFETY VALVE OUTLET | 27.7837
1.033014 | D.20 CYL CH INLET PIPE | 67.053
1.033027 | FS DATA 7 SAP INFO LABEL | 18.6991
1.033078 | DHW PIPE INSULATION PAD | 2.4442
1.033178 | PUMP HEAT EXCHANGER PIPE (D18) | 10.9989
1.033179 | PUMP RETURN SOLAR PIPE (D.14) | 22.0085
1.033180 | D.15 PIPE CONNECTION - DBU 100 | 19.2507
1.033181 | D.14 PIPE - EXPANSION TANK | 35.7219
1.033183 | D.14 PIPE SAFETY VALVE | 52.2689
1.033184 | HOT WATER OUTLET PIPE (D.15) | 10.9989
1.033200 | FRONT SHELL SOLARSMART 100 DBU | 70.6652
1.033210 | FRAME - SOLARSMART 100 CYL | 13.5188
1.033214 | CONTROL UNIT | 168.6816
1.033346 | CASING PROTECTING TERM BLOCK CASING PROTECTING TERM BLOCK | 4.8884
1.033420 | PLEASE USE 1.035221 PLEASE USE 1.035221 | 157.5637
1.033429 | M5 X 10 HEX SCREW | 1.6439
1.033497 | PLEASE USE 1.028607 PLEASE USE 1.028607 | 111.3404
1.033574 | SAFETY VALVE (3 BAR) | 24.5068
1.033591 | PUMP BODY | 86.5524
1.033612 | GAS MANIFOLD COVER | 41.0646
1.033613 | GAS MANIFOLD | 109.5127
1.033641 | PUMP PIPE (d.15) | 34.3484
1.033643 | MAIN VALVE | 6.1105
1.033644 | CYLINDER DELIVERY SOLAR PANEL D.18 | 3.4284
1.033645 | PREMIER PACK BOX | 22.214
1.033646 | INSTRUCTION BOOKLET | 0.76786
1.033648 | HEAT EXCHANGER PROTEC 50 | 711.3891
1.033651 | ELECTRODE GASKET | 2.6821
1.033670 | FLANGE GASKET | 1.3627
1.033684 | ECO G20 BOX LABEL | 10.6744
1.033688 | CONTROL PANEL BARE CONTROL PANEL BARE | 48.8946
1.033689 | CONTROL PANEL BUTTON FRAME CONTROL PANEL BUTTON FRAME | 13.5188
1.033690 | ECO CONTROL PANEL KNOB ECO CONTROL PANEL KNOB | 4.0664
1.033691 | ELECTRICAL CONNECTION LABEL | 5.7428
1.033711 | SOLAR PIPE FLASHING | 105.987
1.033712 | DIVERTER PLUG SCREW | 0.25956
1.033726 | TASSERON SENSOR - SOLAR COL | 90.2295
1.033784 | FLUE,PRIMARY AND SAFETY SENSOR | 18.0935
1.033787 | PLEASE USE 1.040464 PLEASE USE 1.040464 | 58.5632
1.033793 | GAS VALVE | 30.3253
1.033799 | FLOW SWITCH MODULE PIPE D.18 | 30.4875
1.033800 | MANIFOLD PIPE (D.18) | 35.1487
1.033826 | SOLAR FLASHING APRON | 287.0085
1.033862 | CERAMIC FIBRE PANEL | 22.9819
1.033863 | BURNER GASKET | 5.8834
1.033864 | GASKET FOR FLANGE | 4.9749
1.033868 | AIR INTAKE ADAPTOR | 69.1727
1.033901 | INTEC ECO AIR INLET PIPE | 39.3666
1.033902 | FAN FLANGE FOR PIPE FIXING | 6.8243
1.033911 | ELECTRICAL CABLE WARNING LABEL PRO TEC | 1.7088
1.033913 | EDPM MANIFOLD SEAL | 2.8119
1.033918 | DIVERTER VALVE MOTOR | 46.6992
1.033947 | TELESCOPIC JOINT | 2.7903
1.033957 | BURNER - PRO TEC 50 BURNER - PRO TEC 50 | 82.8862
1.033960 | FAN - PRO TEC 50 FAN - PRO TEC 50 | 185.6827
1.033963 | OUTLET MANIFOLD CONTACT | 109.0152
1.033964 | D18 PIPE MANIFOLD DRAIN FUNNEL | 24.258
1.033966 | PUMP GFOS UPM2 15-70 | 208.0482
1.033971 | DISPLAY PCB | 130.7317
1.033994 | PCB COVER | 34.0997
1.033995 | BURNER - PRO TEC 90 115 BURNER - PRO TEC 90 115 | 224.4329
1.033996 | GAS VALVE - PRO TEC 90 115 GAS VALVE - PRO TEC 90 115 | 194.4645
1.034011 | FAN MANIFOLD GASKET | 5.5265
1.034012 | OUTLET MANIFOLD | 130.7425
1.034016 | D35 PIPE PUMP CONDENSATION MOD | 104.0403
1.034018 | BURNER - PRO TEC 70 BURNER - PRO TEC 70 | 200.2181
1.034020 | PUMP TO H/E CONNECTION PIPE | 56.6057
1.034021 | PUMP GFOS UPM GEO 25-85 | 269.3043
1.034022 | CONDENSATION MODULE | 1405.95
1.034035 | EXPANSION VESSEL HOT WATER MAN | 15.898
1.034098 | PLEASE USE 1.039285 PLEASE USE 1.039285 | 106.0951
1.034101 | FLUE THERMOSTAT PRO TEC 50 | 33.6995
1.034109 | CONNECTION GROUP COVER | 14.2001
1.034142 | FAN - PRO TEC 90 | 301.8358
1.034270 | KNOB | 1.9467
1.034405 | GASKET (18, 5x11, 5x2) | 19.1209
1.034459 | CROSS HEAD SCREW M4x20 | 0.25956
1.034462 | THERMOFORMED COVER | 83.9028
1.034472 | CASING COVER | 112.4652
1.034474 | THERMOFORMED COVER | 91.2678
1.034551 | PUMP - FLOWSWITCH PIPE | 22.1491
1.034560 | ELECTRODE GASKET | 3.8501
1.034574 | COLD WATER INLET PIPE (D.14) | 17.3148
1.034575 | HOT WATER OUTLET PIPE | 16.7741
1.034600 | PRESSURE GAUGE | 30.2712
1.034603 | FRONT CASING INSULATING PANEL | 27.6756
1.034606 | SIGHT GLASS | 4.4017
1.034610 | COPPER WASHER10X5, 2X1 | 0.68135
1.034632 | CONTACT SENSOR | 56.6057
1.034634 | INSPECTION HOLE GROUP | 68.4481
1.034636 | KLIXON THERMOSTAT 150-80C | 63.8734
1.034640 | OUTLET MANIFOLD DIAPHRAGM | 138.6267
1.034643 | FAN | 183.3467
1.034653 | FLUE CHAMBER CATCH GASKET | 56.6057
1.034654 | DUMMY IGNITION ELECTRODE | 36.6737
1.034659 | MIDDLE DIAPHRAGM | 98.7842
1.034662 | IONIZATION ELECTRODE | 30.5632
1.034671 | GAS MANIFOLD GASKET | 13.5512
1.034672 | D.200 FLUE TERMINAL D.200 FLUE TERMINAL ARES TEC | 325.5748
1.034673 | BURNER GASKET | 122.2311
1.034674 | D.300 FLUE TERMINAL D.300 FLUE TERMINAL ARES TEC | 487.6592
1.034679 | FLUE CHAMBER CATCH GASKET | 68.4481
1.034681 | AUTOMATIC VENT VALVE | 56.5516
1.034683 | GAS PRESSURE SWITCH | 83.6108
1.034686 | SWITCH | 36.6737
1.034688 | AIR PRESSURE SWITCH | 57.4277
1.034689 | INDICATOR LAMP | 34.5431
1.034692 | MIXER DUNGS SW12 | 96.1994
1.034693 | KLIXON THERMOSTAT 90-110C KLIXON THERMOSTAT 90-110C | 90.0349
1.034694 | EXTERNAL PROBE | 74.3099
1.034695 | MIXED DELIVERY PROBE | 75.1426
1.034696 | CYLINDER PROBE | 59.9475
1.034697 | H.V LEAD FOR IGNITION | 56.6057
1.034700 | 120C CLICSON THERMOSTAT | 56.6057
1.034702 | MIXER DUNGS SW16 | 118.2079
1.034703 | CONTACT SENSOR | 48.9487
1.034704 | AUTOMATIC VENT VALVE | 82.8862
1.034705 | EPDM SEAL D.300 EPDM SEAL D.300 ARES TEC | 38.2959
1.034706 | BURNER | 271.1104
1.034708 | SPRING SPRING ARES TEC 200-350KW | 34.3917
1.034711 | FLUE PLUG & GASKET KIT | 86.5524
1.034712 | DUNGS GAS VALVE | 207.7994
1.034713 | BURNER | 485.0203
1.034714 | FAN | 488.9353
1.034715 | TRANSFORMER | 92.89
1.034717 | QUARTER BEND QTR BEND ARES TEC 200-350KW | 15.6709
1.034718 | "T" FITTING "T" FITTING ARES TEC 200-350KW | 20.3755
1.034719 | L.1100 PIPE L.1100 PIPE ARES TEC | 17.3905
1.034720 | PRM SHEATH + THERMORETRACTILE | 60.8344
1.034721 | DETECTION WIRE | 45.834
1.034722 | NTC FAST IMMERSION PROBE | 74.9371
1.034723 | IGNITION WIRE | 56.6057
1.034724 | DETECTION WIRE | 31.5906
1.034725 | COPPERSHEATH 15 X 16 COPPERSHEATH 15 X 16 ARES TEC | 44.3199
1.034735 | SUCTION FILTER SUCTION FILTER ARES TEC | 48.754
1.034741 | SUCTION FILTER SUCTION FILTER - 200 - 350KW | 30.3577
1.034742 | SUCTION FILTER | 91.2678
1.034750 | HEAT EXCHANGER - FLUE CHAM GAS | 167.7406
1.034768 | PCB | 220.0204
1.034769 | PCB | 220.0204
1.034770 | GCI PANEL | 260.8145
1.034771 | GCI PANEL | 260.8145
1.034786 | EPDM SEAL D.200 EPDM SEAL D.200 ARES TEC 200-3 | 32.326
1.034856 | GASKET FAN VENTURI GASKET FAN VENTURI | 3.3959
1.034871 | ADHESIVE FOAM STRIP (D.8X3) | 4.5639
1.034949 | PRESSURE GAUGE ARES TEC | 101.3906
1.034983 | CASCADE ADDRESS UNIT | 114.5957
1.035086 | FRONT PAPER | 4.0664
1.035087 | BACK PAPER | 7.073
1.035093 | TOP FLANGE | 45.5852
1.035094 | BOTTOM FLANGE | 40.5562
1.035155 | WALL TEMPLATE | 8.0572
1.035156 | GAS/FLOW/RETURN PIPE | 18.591
1.035172 | BOILER BOX | 24.8312
1.035180 | FLEXIBLE AIR INTAKE PIPE INTAKE PIPE PRO TEC 70 90 115 | 74.9371
1.035207 | CASE CLIP STUD | 0.51912
1.035217 | HOT WATER OUTLET PIPE (d14) | 26.0533
1.035221 | PUMP (15-65) | 175.1489
1.035248 | RELAY FIXING SCREW - 3X10 | 0.12978
1.035251 | CROSS HEAD SELF TAPPING SCREW | 0.68135
1.035335 | PRESSURE GAUGE | 30.0765
1.035354 | D.18 PIPE, RETURN | 11.5937
1.035358 | D.18 PIPE, DELIVERY | 26.5292
1.035365 | DHW FLOW SWITCH | 41.0646
1.035369 | MAIN WIRING ASSEMBLY COMPLETE | 111.8487
1.035371 | MAIN WIRING ASSEMBLY COMPLETE | 86.2929
1.035375 | 220V BLOCK AND CLOCK WIRING | 15.1626
1.035376 | 220V BLOCK AND CLOCK WIRING | 16.9255
1.035381 | LOW VOLTAGE BLOCK WIRING | 16.9904
1.035382 | LOW VOLT TERM BLOCK WIRNG ASLY | 17.2283
1.035383 | INTEC2CE LOW VOLT WIRING ASSLY | 19.0668
1.035385 | CLAMPING PLATE | 3.2553
1.035386 | IGNITION ELECTRODE WIRING | 31.5906
1.035387 | PROTEC SENSING ELECTRODE WIRE | 6.7377
1.035391 | PUMP/FAN WIRING | 34.2727
1.035496 | 3 WAY VALVE CASING | 195.4595
1.035540 | CONNECTION PIPE | 32.3801
1.035585 | CONTROL PANEL BUTTON | 2.5523
1.035597 | GAS CIRCUIT SEAL KIT | 23.9769
1.035598 | SEALED CHAMBER GASKET | 3.6014
1.035601 | SPARK GENERATOR | 29.5574
1.035607 | GAS MANIFOLD | 71.6494
1.035635 | SEALED CHAMBER GASKET | 1.5141
1.035687 | D.25 PIPE, PUMP - CON MODULE | 54.3562
1.035691 | BOILER BADGE INTEC2 25X | 6.8351
1.035705 | GAS COCK | 28.7246
1.035733 | CONDENSATE TRAP | 51.9444
1.035734 | TRAP FITTING | 6.3268
1.035735 | DOOR FASTENER | 1.0166
1.035736 | DOOR FASTENER SUPPORT | 1.7088
1.035758 | FLEXIBLE HOSE GASKET | 6.0564
1.035759 | FLEXIBLE TUBE | 0.76786
1.035791 | DHW OUTLET PIPE | 11.8316
1.035792 | CH RETURN CONNECTION PIPE | 22.9819
1.035793 | CH FLOW CONNECTION PIPE | 20.17
1.035801 | DHW CONNECTION PIPE | 10.5879
1.035805 | INTEC2 25X AIR/GAS MANIFOLD | 11.9722
1.035806 | INTEC2 28X – ECO2 AIR/GAS MANI | 60.8668
1.035896 | CONTROL MOUNT HINGE RH | 3.0174
1.035900 | KEYBOARD COVER | 24.7231
1.035901 | KEYBOARD COVER | 21.8679
1.035909 | (IMMERGAS PART 3.032135) (IMMERGAS PART 3.032135) | 2.5632
1.035966 | PRIMARY FLOW SWITCH FLOW SWITCH - PRO TEC 50 | 109.8804
1.035967 | FLOWMETER CAP | 15.4655
1.036043 | ELECTRICAL CONNECTION LABEL PRO TEC RANGE | 10.3716
1.036074 | PROTEC 50 NG DATA LABEL | 6.2294
1.036075 | PROTEC 50 WIRING DIAGRAM LABEL | 8.5114
1.036076 | PROTEC 50 PIPE WORK LABEL | 4.791
1.036078 | PROTEC 50 TEMPLATE | 59.0715
1.036079 | PROTEC 50 70 90 115 USER LABEL | 10.3716
1.036091 | PROTEC 70 NG DATA LABEL | 6.2294
1.036092 | PROTEC WIRING DIAGRAM LABEL PRTEC 70 90 115 | 6.489
1.036093 | PROTEC 70 90 115 TEMPLATE | 59.0715
1.036097 | PROTEC 90 NG DATA LABEL | 8.2518
1.036098 | PROTEC 115 NG DATA LABEL | 8.2518
1.036108 | FLUE EXHAUST PIPE | 25.3179
1.036121 | BURNER EARTH WIRE | 2.1954
1.036146 | DETECTION ELECTRODE | 31.6771
1.036187 | BURNER COVER | 39.7235
1.036206 | FAN PWM WIRING PROTEC 50 70 90 115 | 25.6532
1.036209 | NUT (M4 x4.5) | 0.25956
1.036231 | M5 X 10 SCREW | 0.8652
1.036328 | PROTEC 50 LPG DATA LABEL | 6.2294
1.036329 | PROTEC 70 LPG DATA LABEL | 6.2294
1.036330 | PROTEC 90 LPG DATA LABEL | 6.2294
1.036331 | PROTEC 115 LPG DATA LABEL | 6.2294
1.036335 | INLET PIPE | 18.2773
1.036357 | NOZZLE FITTING | 13.0861
1.036373 | PROTEC BOX WARNING LABEL | 3.0174
1.036493 | NO LONGER AVAILABLE NO LONGER AVAILABLE | 6.0672
1.036540 | FAN VENTURI GASKET | 6.0672
1.036541 | NO LONGER AVAILABLE NO LONGER AVAILABLE | 2.6713
1.036600 | PROTEC 50 CABLE FLOW FLUE SENSOR OH STAT PCB | 119.0407
1.036601 | PROTEC 70 90 115 CABLE FLUE SENSOR OH STAT FUSE PCB | 111.481
1.036607 | MAIN WIRING | 22.02
1.036613 | MAIN WIRING | 108.2257
1.036614 | PROTEC PCB ELECTRICAL WIRING PCB ELECTRICAL SUPPLY WIRING | 8.5114
1.036615 | PROTEC 70 CABLE GAS VAL PUMP FAN SPARK GEN | 108.2257
1.036624 | PROTEC 50 CABLE GAS VAL PUMP FAN SPARK GEN | 108.2257
1.036626 | PROTEC 90 115 CABLE GAS VALVE PUMP FAN SPARK GEN | 131.8781
1.036632 | FITTING | 23.9877
1.036637 | GASKET FAN GAS MANIFOLD | 2.5523
1.036639 | GAS MANIFOLD | 77.0136
1.036640 | NUT (M4) | 0.22711
1.036647 | FLEXIBLE AIR INTAKE PIPE AIR INTAKE PIPE - PRO TEC 50 | 42.7841
1.036688 | GAS NOZZLE (d.6.50) | 32.5856
1.036711 | FAN - PRO TEC 115 | 301.8358
1.036889 | NO LONGER AVAILABLE NO LONGER AVAILABLE | 6.0672
1.036891 | KEYBOARD COVER | 6.9757
1.036892 | CONTROL PANEL FRONT COVER | 18.7316
1.036893 | KNOB | 3.2012
1.036912 | OPEN RIVET (M4) | 0.68135
1.036923 | BADGE INTEC X-C ECO PLUS | 4.2936
1.036997 | INTEC2 LPG LABEL | 1.0166
1.037024 | SILICONE KEYBOARD | 11.4423
1.037031 | MAIN PCB | 153.3783
1.037032 | GAS VLAVE SEAL | 2.2603
1.037047 | KEYBOARD OF SILICONE | 12.7833
1.037060 | FAN MANIFOLD | 32.445
1.037114 | PCB PRO TEC 70 PCB PRO TEC 70 | 197.9578
1.037116 | INTEC RELAY PCB CONNECTOR WIRE | 7.8192
1.037117 | RELAY BOARD SIGNAL WIRE | 9.4415
1.037171 | PCB CLIP IN MODULE | 108.2257
1.037212 | OVERHEAD STAT WITH RESET | 15.7683
1.037351 | WIRING LABEL | 6.8134
1.037518 | COLD INLET VALVE | 23.4361
1.037519 | GAS INLET VALVE GAS INLET VALVE | 42.7841
1.037520 | NO LONGER AVAILABLE NO LONGER AVAILABLE | 39.7235
1.037521 | NO LONGER AVAILABLE NO LONGER AVAILABLE | 39.7235
1.037522 | HOT OUTLET JUNCTION HOT OUTLET JUNCTION | 10.988
1.037718 | HEAT PUMP FRONT COVER | 185.5313
1.037719 | HEAT PUMP BACK COVER | 179.0423
1.037720 | HEAT PUMP FAN & ELECTRIC CONNE | 175.1489
1.037721 | HOOD TO ISOLATE FAN | 157.9098
1.037729 | COMPRESSOR | 525.609
1.037730 | HEAT PUMP EXPANSION VALVE | 193.4371
1.037731 | HEAT PUMP PRESSURE SWITCH | 126.741
1.037734 | FAN CONDENSOR 1,5MF | 19.056
1.037735 | FAN CONDENOR 4MF | 29.9143
1.037742 | ANODE D.26 L.322 | 98.6328
1.037769 | MAIN WIRING ASSEMBLY COMPLETE | 81.783
1.037770 | MAIN WIRING ASSEMBLY COMPLETE | 105.9762
1.037773 | SELF TAPPING SCREW 3, 5X 6 | 0.7895
1.037797 | CONDENSATE TRAP | 45.5852
1.037816 | GAS PIPE O-RING | 3.5473
1.037823 | GAS PIPE TO FAN MANIFOLD | 30.0657
1.037890 | RELIEF VALVE TO CONDENESE CONN | 10.8799
1.037930 | GAS PIPE TO FAN | 30.6822
1.037954 | FRONT CASING PANEL | 22.0842
1.038000 | PUMP GFOS UPMXL GEO 25-125 | 301.533
1.038028 | PUMP (15-75) | 186.8832
1.038043 | PRO TEC 50 PLUS BADGE | 10.0579
1.038044 | PRO TEC 70 PLUS BADGE | 10.0579
1.038045 | NAME BADGE PRO TEC 90 PLUS | 10.0579
1.038046 | NAME BADGE PRO TEC 115 PLUS | 10.0579
1.038047 | NG DATA LABEL | 6.6188
1.038048 | NG DATA LABEL | 6.6188
1.038049 | NG DATA LABEL | 6.6188
1.038050 | NG DATA LABEL | 6.6188
1.038051 | WIRING LABEL | 6.8134
1.038052 | TEMPLATE PRO TEC 50 PLUS | 54.0858
1.038053 | TEMPLATE | 54.0858
1.038054 | INSTRUCTIONS | 7.4299
1.038057 | MAIN WIRING | 114.5957
1.038060 | H/E TO CH FLOW CONNECTION PIPE | 132.9921
1.038071 | PUMP/FAN WIRING | 39.7235
1.038089 | MAIN WIRING ASSEMBLY COMPLETE | 88.51
1.038091 | BOILER BADGE INTEC2 25XE | 6.0672
1.038093 | BOILER BADGE INTEC2 28XE | 6.0672
1.038094 | BOILER BADGE INTEC ECO2 PLUS | 6.0672
1.038138 | RELAY BOARD CONNECTION WIRE | 8.3924
1.038143 | CABLE SP GEN/DIV/PUMP SENS EL | 60.564
1.038154 | HOT WATER OUTLET PIPE D.14 | 37.8525
1.038161 | PUMP HEAD | 197.9578
1.038162 | PUMP HEAD - HIGH EFFICIENCY | 171.34
1.038396 | GAS VALVE CONNECTION WIRE GAS VALVE CONNECTION WIRE | 11.9722
1.038458 | PIPE CLIP D.18 | 1.5141
1.038514 | ALPHA BADGE 26CE | 9.5821
1.038515 | ALPHA BADGE 30CE | 6.9973
1.038516 | ALPHA BADGE 35CE | 9.5821
1.038517 | ALPHA BADGE 20SE | 9.4091
1.038518 | ALPHA BADGE 30SE | 9.5821
1.038559 | FAN CONNECTION SEAL | 4.4017
1.038583 | BEZEL CONTROL PANEL | 28.995
1.038623 | PCB FACIA COVER | 29.2438
1.038624 | SILICONE KEYBOARD | 11.1827
1.038782 | LOW VOLT TERMINAL BLOCK WIRING | 17.0336
1.038783 | BURNER | 77.0136
1.038898 | 230V TERMINAL BLOCK WIRING | 29.1572
1.039128 | AIR INTAKE PIPE | 40.5562
1.039137 | CONDENSATION MODULE D.18 | 8.3276
1.039140 | GAS PIPE TO FAN MANIFOLD | 10.7934
1.039141 | BURNER FRONT INSULATION | 25.6964
1.039152 | GAS MANIFOLD | 62.5215
1.039154 | VENTURI | 19.348
1.039164 | D18 PIPE MODULE DELIVERY MANIF | 19.056
1.039171 | TELESCOPIC JOINT | 2.8768
1.039202 | MAIN WIRING HARNESS | 81.1125
1.039203 | CONNECTION GROUP COVER | 8.479
1.039222 | BURNER RING | 94.8151
1.039226 | ADHESIVE FOR DISPLAY | 5.0506
1.039233 | FRONT CASING INSULATING PANEL | 30.4875
1.039244 | CONDENSATE TRAP | 35.1487
1.039250 | E-TEC 28 BADGE | 9.7227
1.039265 | E-TEC 33 ALPHA BADGE | 9.7227
1.039268 | INJECTOR (NG) 6MM | 14.5029
1.039285 | EXPANSION VESSEL | 85.233
1.039360 | CASING INSULATING PANEL | 7.1812
1.039476 | FLOW / RETURN SENSOR | 11.3125
1.039477 | DHW TEMPERATURE SENSOR | 10.9231
1.039536 | FLOW SWITCH | 169.9036
1.039606 | VARISTOR | 14.5894
1.039620 | SPARK GENERATOR | 35.1487
1.039668 | GAS VALVE | 178.945
1.039673 | ELECTRODE | 29.8278
1.039684 | CONDENSATE DRAIN EXTENSION | 7.8949
1.039685 | TUBE FITTING 1/2 INCH | 8.3276
1.039686 | D.14 PIPE HOT OUTLET | 17.4879
1.039695 | PRO TEC 50 PLUS PUMP | 191.4255
1.039709 | OUTLET MANIFOLD | 110.194
1.039720 | MAIN ELECTRICAL WIRING | 122.1987
1.039729 | COMPLETE WIRING | 126.0488
1.039730 | PUMP PWM & ELECTRICAL WIRING | 37.8525
1.039744 | OUTLET JOINING PLUG | 0.90846
1.039776 | WALL TEMPLATE | 20.1483
1.039820 | EVOKE 28 BADGE | 9.7227
1.039821 | EVOKE 33 BADGE | 9.7227
1.039944 | GAS VALVE | 117.6672
1.039954 | EVOKE BEZEL | 7.3001
1.040051 | WIRING IGNITION | 22.5168
1.040164 | PROTEC 90 BURNER | 201.0617
1.040220 | GASSAVER DATA LABEL | 1.9467
1.040334 | BURNER 28 KW | 45.5852
1.040335 | BURNER 33KW | 45.5852
1.040351 | INSULATING PANEL REAR | 45.5852
1.040388 | INSTRUCTIONS GAS SAVER 2 | 1.2978
1.040389 | DATA LABEL GAS SAVER 2 | 7.7327
1.040447 | ROUND PLATE FOR CLOCK HOLE | 2.4658
1.040448 | ESTHETIC COVER | 16.6875
1.040450 | EVOKE COVER | 18.1692
1.040464 | GAS VALVE - VENTURI PIPE | 60.564
1.040476 | NO LONGER AVAILABLE NO LONGER AVAILABLE | 2.6713
1.040477 | INLET ISOLATION VALVE HANDLE | 1.1356
1.040478 | HTG RETURN ISOL VALVE HANDEL | 2.2603
1.040580 | WHITE COLUMN COVER | 100.0279
1.040581 | GREY COLUMN SUPPORT PIECE | 29.2438
1.040582 | INTERFACE SUPPORT | 124.8375
1.040583 | DIGITAL CONTROLLER & INTERFACE | 210.5789
1.040587 | TERMINAL BLOCK (T3019-2-7) | 47.8564
1.040589 | FILTER DRYER | 104.0403
1.040590 | HOT GAS BY-PASS | 124.8375
1.040591 | COMPRESSOR CAPACITY 15MF | 71.6494
1.040592 | SAFETY THERMOSTAT TSE0253 S90 | 117.6672
1.040593 | LIP GASKET | 17.3797
1.040594 | ELECT CONTROL CARD DIRECT ELEC | 215.2509
1.040595 | ELECTR CONTROL CARD INDIRECT | 215.2509
1.040596 | WATER TEMPERATURE SENSOR | 58.5632
1.040597 | WIRING FOR HEATING ELEMENT | 35.1487
1.040598 | FAN ELECTRICAL WIRING | 113.5575
1.040599 | WIRING HARNESS-DIGITAL CONTROL | 32.445
1.040600 | SOLENOID COIL | 73.3365
1.040601 | PLASTIC FEET (X4) | 74.9804
1.040668 | MANIFOLD PANEL | 27.8703
1.040669 | BURNER | 47.8564
1.040670 | BURNER | 47.8564
1.040682 | PROTEC 115 BURNER | 201.0617
1.040935 | OVERHEAT THERMOSTAT | 18.1692
1.040952 | DBU PUMP PRE ERP | 171.3096
1.041050 | GAS PIPE TO MANIFOLD | 11.7018
1.041112 | PRO TEC 7 PLUS BURNER | 177.1497
1.041157 | SIDE PANEL CAGE NUT | 0.45423
1.041173 | SPARK GENERATOR | 35.1487
1.041213 | RETURN PIPE | 60.564
1.041214 | FLOW PIPE | 54.4103
1.041240 | FLUE CAP | 3.6014
1.041285 | WIRING HARNESS | 95.7668
1.041287 | EXT PUMP & DIVERTER TERMINAL W | 32.2179
1.041288 | SPARK GENERATOR WIRING | 22.6142
1.041310 | D.15 PIPE WALL SANITARY CONN | 21.0244
1.041380 | 230V TERMINAL BLOCK WIRING | 54.4103
1.041381 | MAIN WIRING HARNESS | 76.581
1.041402 | ALPHA LOGO ADHESIVE PLATE | 5.3642
1.041465 | FLUE DRIP TRAY | 15.9629
1.041489 | MAIN PCB | 166.1184
1.041498 | STUD 4.2x9.5 SELF TAPPING SCRE | 1.5141
1.041519 | FLUE SENSOR WITH THERMAL FUSE | 35.1487
1.041524 | WALL TEMPLATE | 20.5377
1.041558 | OPTIONAL RELAY PCB WIRING | 17.715
1.041722 | AIR PRESSURE SWITCH | 45.5852
1.041723 | AIR PRESSURE SWITCH PROTEC 70 | 45.5852
1.041790 | ROPE SEAL | 18.1692
1.042002 | ARES PRO CASE STICKER | 13.097
1.042031 | SPARK GENERATOR | 118.6297
1.042032 | 150-230 BURNER GASKET | 79.6525
1.042034 | 300-600 BURNER GASKET | 167.7406
1.042036 | 150 BURNER | 373.031
1.042037 | 230 BURNER | 417.6645
1.042040 | 348-500 BURNER | 626.1128
1.042041 | 600 BURNER | 660.3206
1.042042 | IGNITION ELECTRODE | 169.1466
1.042044 | IGNITION LEAD | 37.8525
1.042045 | 150 DETECTION ELECTRODE | 71.6494
1.042046 | 230-300 DETECTION ELECTRODE | 74.9804
1.042048 | 348-600 DETECTION ELECTRODE | 79.6525
1.042053 | 150-230 EBM RG175 FAN | 895.9903
1.042055 | 348-600 G3G200 FAN | 2021.5939
1.042056 | 150 DUNGS GAS MIXER | 144.1315
1.042057 | 230-300 DUNGS GAS MIXER | 429.1608
1.042059 | 348-500 DUNGS GAS MIXER | 504.6387
1.042062 | 150 DUNGS GAS VALVE | 217.4248
1.042063 | 230-400 DUNGS GAS VALVE | 1034.5629
1.042064 | 500-600 DUNGS GAS VALVE | 1567.6991
1.042065 | 150 GAS PRESSURE SWITCH | 89.7104
1.042099 | AIR PRESSURE SWITCH | 69.919
1.042100 | THERMOSTAT 90-110° | 88.1314
1.042101 | UFLY 230-24V POWER SUPPLY | 172.9318
1.042102 | ARES PRO 150 PCB | 219.5553
1.042103 | ARES PRO 230 PCB | 219.5553
1.042104 | ARES PRO 300 PCB | 219.5553
1.042105 | ARES PRO 348-400 PCB | 219.5553
1.042106 | ARES PRO 500 PCB | 219.5553
1.042107 | ARES PRO 600 PCB | 219.5553
1.042108 | BCM PCB | 254.6284
1.042109 | HSCP CONTROL DISPLAY UNIT | 263.1614
1.042116 | CONDENSATE SENSOR | 73.3365
1.042117 | G 3/4 DRAINING VALVE | 71.6494
1.042122 | SHC MULTI ZONES BOARD KIT | 205.9176
1.042124 | FLUE PRESSURE SWITCH | 105.3273
1.042127 | 348-600 GAS PRESSURE SWITCH | 166.1184
1.042128 | 230-600 GAS PRESSURE SWITCH | 164.2799
1.042133 | EXTERNAL PROBE | 60.564
1.042170 | EPDM SEAL D.250MM | 37.8525
1.042174 | EPDM SEAL D.150MM | 22.9711
1.042209 | MAIN PCB | 157.9098
1.042420 | NTC/CONDENSE LEVEL SENSOR LEAD | 52.2689
1.042468 | GAS VALVE/SPARK GEN WIRING | 124.8375
1.042568 | ELECTRODE | 37.8525
1.042897 | HSCP CONTROL UNIT | 258.5975
1.043303 | ARES TEC CONNECTION CARD KIT | 95.7668
1.043652 | PIPE CLIP (d.14) | 11.7018
1.044348 | FLOW MANIFOLD 350kW ARES TEC | 366.64
1.046141 | BMM Board | 217.4248
1.046147 | Power Supply Board | 185.5313
1.1124 | GASKET 14.8X8X2 | 0.27038
1.1142 | SCREW 3X18 (CLOCK FIXING) | 0.30282
1.1161 | STEEL WASHER FOR PREM PACK 2 | 0.25956
1.1176 | SCREW M5 X 8 | 1.4492
1.1178 | PLEASE USE 1.036640 PLEASE USE 1.036640 | 1.1248
1.1248 | SCREW M6 X 18MM | 1.2654
1.1260 | BRASS NUT (SHORTENED) 3/4 | 1.8494
1.1269 | BRASS NUT (SHORTENED) 1/2 | 1.2545
1.1342 | GASKET 34X27X2 | 0.93009
1.1356 | 3/4'' flanged nut | 4.8559
1.1363 | GASKET 18X10X2 | 0.42179
1.1378 | DOUBLE CLIP | 1.0058
1.1656 | SCREW 3.5 X 6.4 | 1.1356
1.1742 | 1" BRASS NUT | 3.861
1.1760 | SCREW M8 X22 - HEX HD (CD50) | 0.81112
1.1867 | SCREW 4.2 x 19 SELF TAPPING | 0.27038
1.2124 | 3 WAY VALVE POPPET SEAL (CB50) | 1.0599
1.2169 | CONE POINTED GRUB SCREW M4x10 | 1.5141
1.2170 | SCREW M4 X 8 (CD50) FLUE INLET / OUTLET MOULDING | 0.28119
1.2231 | O RING 25.07 X 2.62 | 5.7428
1.2265 | SCREW 3.2 X 9.5 SELF-TAPPING | 1.0815
1.2268 | O-RING 3.68x1.78 | 6.8243
1.2275 | SCREW | 0.6489
1.2295 | AUTO AIR VENT | 36.9873
1.2311 | NO LONGER AVAILABLE NO LONGER AVAILABLE | 9.7011
1.2337 | SCREW (CONTROL PANEL) | 0.95172
1.2343 | "O" RING 21.89X2.62 | 0.93009
1.2363 | SILICONE TUBE (CB50) | 6.954
1.2364 | BRASS FAN PRESSURE PORT CD24S/C | 1.7304
1.2369 | SCREW M4 X 12 (GAS VLV FLANGE) (CD50) | 2.5632
1.2370 | HOT WATER OUTLET FITTING CB50 | 9.4631
1.2371 | RIVETS 3.0X6 | 0.81112
1.2379 | PCB FUSE F2, F3 - 2.5 AF | 1.2221
1.2402 | SCREW 3.9 x 6.5 SELF TAPPING SCREW 3.9 x 6.5 SELF TAPPING | 1.0815
1.2405 | IGNITION ELECTRODE LEFT | 11.5396
1.2408 | IGNITION ELECTRODE RIGHT | 11.5396
1.2446 | DRAW PULL CATCH (CB50) | 7.0081
1.2558 | O RING 23.52 x 1.78 O RING 23.52 x 1.78 | 11.1286
1.2559 | O RING 32.99 X 2.62 NITRILE | 1.4817
1.4005 | NO LONGER AVAILABLE NON LONGER AVAILABLE | 11.8749
1.4066 | SCREW SCREW | 0.27038
1.4072 | CABLE CLAMP | 0.67053
1.4139 | SCREW 3.9 X 13 SELF TAPPING | 0.95172
1.4246 | RING M4 | 0.95172
1.4270 | MAIN BURNER INJECTOR | 2.2603
1.4271 | INJECTOR (LPG 0.77) | 1.8926
1.4275 | DRAINING FITTING (CB/SY) | 8.0788
1.4359 | SCREW SWAGEFORM M4 X 6 | 0.96254
1.4555 | SENSOR POCKET CLIP | 0.81112
1.4557 | SCREW SELF TAPPING 4.2 X 9.5 | 0.95172
1.4719 | WHEEL FOR 3 WAY VALVE MOTOR | 4.2827
1.4789 | 3 WAY TERMINAL BLOCK (CB50) | 2.5523
1.4910 | 1" F NUT-FLANGED END PIPE | 3.5473
1.4940 | 3 WAY VALVE MOTOR COVER BUSH CB50 | 0.70298
1.5066 | O RING 23.39 x 3.53 | 0.54075
1.5244 | (IMMERGAS PART 3.032128) (IMMERGAS PART 3.032128) | 1.1788
1.5361 | 3/4 BRASS PLUG | 17.8123
1.5408 | SCREW M4 X 30 | 1.2221
1.5459 | SCREW M3X6 SCREW M3X6 | 0.29201
1.5539 | O'RING 63 X 3 NITRILE CD24S/C | 5.4832
1.5720 | DIVERTER VALVE MOTOR | 134.8739
1.5721 | DIVERTER VALVE BODY | 118.6946
1.5751 | SCREW - 2.9 X 4.5 | 0.23793
1.5754 | SEAL-BURNER (CD24S/C) | 6.1862
1.5759 | GROMMET (FAN CABLE) | 1.0599
1.5780 | GROMMET (ELECTRODES) | 1.2437
1.5925 | M6 STAINLESS STEEL SHALLOW NUT | 0.36771
1.6098 | FUSE 2AMP (240/280/CB/SY/CD) | 1.2978
1.6221 | HOSE UNION FOR SILICONE TUBES (CD24S/C) | 0.68135
1.6269 | M3 X 35 SCREW-CROSSHEAD (CB50) | 0.23793
1.6406 | GROMMET (APS CABLE) | 0.98417
1.6407 | GROMMET 21 D | 3.7095
1.6413 | M5 WASHER - PLASTIC (CD50) | 0.23793
1.6529 | 3/8" FITTING DRAIN VAVLE NUT (CB50) | 17.9205
1.6530 | 1/2" DRAIN VALVE NUT (CB50) | 18.0611
1.6572 | GROMMET 14.5 D. (CB50) | 2.7903
1.6600 | GROMMET (PRIMARY PIPES)(CB/SY) | 3.7095
1.6658 | CONTROL SWITCH ON/OFF | 12.1777
1.6882 | M4X16 SCREW CROSSHEAD SWAGEFOR | 0.68135
1.6922 | "O" RING 10.77X2.62 "O" RING 10.77X2.62 | 1.0815
1.6984 | SCREW 2.9 X 9.5 - SELF TAPPING | 1.0815
1.6985 | SCREW M4 X 16 (CB50) | 0.29201
1.7030 | SCREW SWAGEFORM M4 X 10 | 0.96254
1.7349 | SCREW M4 X 10 | 1.2762
1.7703 | CABLE CLAMP | 2.8768
1.7908 | CABLE CLAMP (CB50) | 0.97335
1.7967 | SCREW 3.5 X 19 SELF TAPPING | 1.0815
1.8244 | T & P VALVE 7BAR (CB50) | 87.515
1.8246 | 1" BRASS NUT - PUMP | 15.3897
1.8251 | CHECK VALVE (CB50) | 15.1734
1.8355 | FRONT COVER, 3 WAY VALVE MOTOR (CB50) | 7.8517
1.8372 | M5 X 10 SCREW | 0.36771
1.8396 | AIR PRESSURE SWITCH | 64.6196
1.8403 | FILTER | 2.044
1.8404 | 1/8" PRESSURE POINT WITHOUT NUT | 5.1047
1.8407 | 3/4"F NUT FOR COUPLER, BRASS (CB50) | 3.331
1.8471 | MICROSWITCH (CB50) | 10.1661
1.8532 | SCREW 3.9X16 - SELF TAPPING | 0.25956
1.8594 | CAM, 3 WAY MOTOR VALVE (CB50) | 8.4249
1.8864 | SCREW 3.2 X 19 (CB50) | 0.90846
1.A090 | PUMP HEAD MOTOR | 142.758
1.A314 | LIGHT COM HEADER SEAL KIT | 0.76786
2.010055 | COVER PLATE D80 | 1.2437
2.010101 | FAN MOUNTING PLATE (CB50) | 3.5041
2.010177 | FLANGE-SIGHT GLASS (CD24S/C) | 3.1472
2.010178 | BRACKET-MODULE FIXING | 5.0939
2.010314 | THREADED BRACKET FOR SEALED CHAMBER (CB50) | 1.5141
2.010315 | SEALED CHAMBER CLAMP BRACKET SEALED CHAMBER CLAMP BRACKET | 2.0549
2.010317 | STRAIGHT BRACKET - SEALED CHAMBER COVER (CB50) | 0.50831
2.010323 | FLUE HOOD REAR BRACKET (CB50) | 8.36
2.010338 | AIR PRESSURE SWITCH BRACKET | 1.1897
2.010364 | SEALED CHAMBER BACK PANEL (CB50) | 28.3894
2.010367 | COMBUSTION CHAMBER (CB50) | 33.3426
2.010368 | FLUE HOOD FRONT COVER (CB50) | 8.4465
2.010369 | FLUE HOOD REAR COVER (CB50) | 7.1487
2.010380 | COMBUSTION CHAMBER FRONT PANEL (CB50) | 5.3751
2.010398 | AIR DISTRIBUTION TOP PANEL (CB50) | 2.4226
2.010452 | CYLINDER BRACKET (CB50) | 7.657
2.010453 | CYLINDER ANGLE BRACKET (CB50) | 1.1897
2.010471 | COMBUSTION CHAMBER REAR PANEL (CB50) | 7.7652
2.010472 | BURNER BOTTOM DEFLECTOR PLATE (CB50) | 7.1487
2.010540 | BURNER ASSY FRONT PANEL (CB50) | 3.9367
2.010555 | REAR FRAME (CB50) | 78.0627
2.010566 | BURNER BOTTOM HEAT SHIELD (CB50) | 14.9139
2.010611 | STORAGE TANK BRACKET(CB50) | 1.1897
2.010615 | BOILER SUPPORT BRACKET | 3.0174
2.010662 | DRAUGHT DIVERTER (CB24/24X/SY) | 17.6176
2.010759 | CROSS MEMBER - LEFT & RIGHT SIDE PANELS (CB50) | 9.1279
2.010762 | BRACKET, CERAMIC FIBRE MOUNT | 1.1788
2.010897 | SEALED CHAMBER SIDE PANEL (CB50) | 40.0263
2.010981 | EXPANSION VESSEL BRACKET (TOP) | 12.1452
2.010982 | 6 X 12 X 1 ALUMINIUM WASHER | 0.38934
2.010989 | BRACKET (CONTROL PANEL) | 1.0058
2.011032 | CENTRAL FRAME UPRIGHT (CB50) | 3.7095
2.011061 | COMB/CHAMB FRONT PANEL (C23) | 16.7092
2.011066 | TOP PANEL R/S CHAMBER | 11.8749
2.011140 | UPPER FRAME SUPPORT | 11.0205
2.011141 | EXPANSION VESSEL BRACKET | 10.6636
2.011143 | AIR DISTRIBUTION COVER PLATE | 24.3986
2.011144 | BOTTOM PANEL R/S CHAMBER | 11.8749
2.011146 | WALL MOUNTING BRACKET | 22.0085
2.011151 | SIDE PANEL COMB. CHAMBER | 16.8606
2.011152 | REAR PANEL COMB.CHAMBER(CB28) | 30.2496
2.011153 | FRONT PANEL COMB.CHAMBER(CB28) | 38.2851
2.011154 | DRAUGHT DIVERTER (CB28/28X) | 7.6462
2.011155 | BAFFLE PLATE(DRAUGHT DIV)CB28 | 9.7659
2.011157 | RIGHT BAFFLE PLATE(H/EXCH) | 8.6087
2.011158 | RIGHT BAFFLE PLATE(H/EXCH)CB28 | 32.0232
2.011165 | FRONT PANEL COMB.CHAMBER | 32.8019
2.011183 | ROOM SLD.CHMBR.BTM.PANEL | 14.6543
2.011186 | REAR PANEL COMB.CHAMBER | 38.2851
2.011192 | NO LONGER AVAILABLE NO LONGER AVAILABLE | 9.2576
2.011195 | SUPPORT PLATE (LEFT) | 4.153
2.011196 | SUPPORT PLATE (RIGHT) | 4.153
2.011286 | NO LONGER AVAILABLE NO LONGER AVAILABLE | 6.0023
2.011351 | FRONT OUTER CASING | 48.3214
2.011352 | RIGHT SIDE OUTER CASING | 44.0279
2.011353 | LEFT SIDE OUTER CASING | 44.0279
2.011389 | FLUE RESTRICTOR (CB24/SY24) | 5.4399
2.011390 | FLUE RESTRICTOR (CB28) | 5.4399
2.011439 | VALVE MOUNTING PLATE (CD50) | 54.9943
2.011443 | DHW EXPANSION VESSEL SUPPORT BRACKET (CB50) | 13.5512
2.011538 | ROOM SLD.CHMBR.TOP PANEL | 55.7405
2.011596 | REAR FRAME SUPPORT BRACKET (CD24S/C) | 6.7161
2.011601 | AIR PRESS SWITCH BRACKET (C27) | 2.5523
2.011621 | UPPER FRAME SUPPORT | 5.1047
2.011622 | BRACKET EXPANSION VESSEL (CB / C / SY) | 6.6729
2.011643 | SEALED CHAMBER BACK PANEL (CD50) | 33.732
2.011686 | FAN FIXING PLATE | 9.4739
2.011688 | NO LONGER AVAILABLE NO LONGER AVAILABLE | 18.7748
2.011689 | BACK PANEL, SEALED CHAMBER (HE CB33) | 43.0545
2.011690 | COVER, FLUE OUTLET (HE CB33) | 19.1317
2.011691 | NO LONGER AVAILABLE NO LONGER AVAILABLE | 44.2874
2.011693 | MOUNTING WALL, COMBUSTION CHAM | 29.9467
2.011703 | PRI / CONDENSING HT EXCH MOUNT R/H SIDE (CD24S/C) | 23.6632
2.011704 | PRI / CONDENSING HT EXCH MOUNT L/H SIDE (CD24S/C) | 23.6632
2.011709 | NO LONGER AVAILABLE NO LONGER AVAILABLE | 46.0178
2.011732 | FRONT CASING PANEL(NEW FINISH) | 48.3214
2.011733 | SIDE PANEL R/HAND(NEW FINISH) | 44.0279
2.011734 | SIDE PANEL L/HAND(NEW FINISH) | 44.0279
2.011735 | REAR PANEL R/HAND(NEW FINISH) | 27.7946
2.011736 | REAR PANEL L/HAND(NEW FINISH) | 27.7946
2.011739 | BURNER IGNITION PLATE(C23/C27) | 4.4774
2.011827 | COMBUSTION CHAMBER SIDE (CD50) | 16.2766
2.011828 | COMBUSTION CHAMBER BASE (CD50) | 30.163
2.011829 | HOOD HANGING BRACKET (CD50) | 19.586
2.011831 | DHW EXPANSION VESSEL SUPPORT (CB50) | 22.7764
2.011833 | WALL MOUNTING BRACKET (CB50) | 16.0819
2.011845 | REAR FRAME RIGHT H/S PANEL (CD24S/C) | 27.3079
2.011847 | REAR FRAME LEFT H/S PANEL (CD24S/C) | 27.3079
2.011849 | BRACKET-EXPANSION VESSEL CD24S/C | 16.9038
2.011856 | VALVE MOUNTING PLATE CD24C/S | 42.5246
2.011859 | REAR FRAME (CD50) | 90.8784
2.011874 | COMB/CHAMB REAR PANEL (C23) | 36.3925
2.011880 | VALVE MOUNTING PLATE (CB50) | 36.7494
2.011904 | BRACKET-DRAIN AIR TAP CD24S/C | 9.7119
2.011907 | FLUE RESTRICTOR (CB50) | 5.2669
2.011923 | BRACKET-SPARK GENERATOR MOUNT (CB24S/C) | 9.3333
2.011931 | R/H SIDE CASING PANEL (CB50) | 48.3539
2.011932 | L/H SIDE CASING PANEL (CB50) | 48.3539
2.011933 | FRONT CASING PANEL (CB50) | 108.2906
2.011958 | R/S CHAMBER BOTTOM PANEL-C27 | 26.832
2.011986 | DRAUGHT DIVERTER BAFFLE PLATE (C23) | 5.1263
2.011996 | BRACKET-THERMOSTAT (CD24S/C) | 3.8934
2.012015 | BOTTOM GUARD BRACKET (CD24S/C) | 15.3681
2.012050 | VALVE MOUNTING PLATE CD32C/30S | 43.5304
2.012060 | COM CHAMB R/H MOUNT (CD32C) | 24.3662
2.012061 | COM CHAMBER L/H MOUNT (CD32C) | 27.5999
2.012062 | CONDENSATE DRAINTRAP BRACKET | 8.2843
2.012074 | RH SIDE PANEL | 112.1948
2.012075 | LH SIDE PANEL | 112.1948
2.012215 | DRAUGHT DIVERTER REAR PANEL (C27) | 16.4496
2.012216 | DRAUGHT DIVERTER BAFFLE PLATE (C27) | 10.35
2.012271 | AIR DISTRIBUTION BRACKET (C23/C27) | 8.6087
2.012272 | DRAUGHT DIVERTER REAR PANEL (C23) | 15.0761
2.012273 | AIR DISTRBUTION TOP PANEL(C27) | 19.7698
2.012274 | R/S CHAMBER TOP PANEL (C27) | 26.832
2.012275 | FLUE RESTRICTOR (84MM) (C27) | 12.8915
2.012279 | R/S CHAMBER TOP PANEL (C23) | 28.3786
2.012280 | AIR DISTRIBUTION TOP PANEL-C23 | 24.1715
2.012296 | L/H RS CH SIDE WALL (CD30/32) | 31.1472
2.012297 | CHAMBER BACK PANEL (CD30/32) | 87.807
2.012299 | FLUE CONNECTION FLANGE SEAL | 29.2762
2.012301 | FRONT CASING | 139.3945
2.012307 | BURNER ASSY PLATE (C23/C27) | 19.64
2.012335 | FLUE RESTRICTOR (81MM)(C23) | 12.8915
2.012359 | SEALED CHAMBER SIDE PANEL (CD50) | 61.7969
2.012365 | BRACKET (CD50) | 13.5728
2.012419 | BRACKET, DRAIN AIR TAP | 12.0912
2.012510 | O/HEAT T/STAT RETAINING CLIP (CD50) | 10.404
2.012511 | COMBUSTION CHAMBER SUPPORT CD 50 | 59.4609
2.012570 | INTER IGNITION PLATE | 3.4175
2.012600 | BRACKET- COMBUSTION CHAMBER | 1.3411
2.012611 | SIDE WALL, COMBUSTION CHAMBER HE CB33 | 20.8297
2.012621 | DIAPHRAGM FOR PRESSURE TAKEOFF | 3.9367
2.012638 | NO LONGER AVAILABLE NO LONGER AVAILABLE | 36.7277
2.012644 | COVER, FLUE OUTLET (HE CB25) | 17.0553
2.012647 | VALVE MOUNTING PLATE CD18/24 | 44.9147
2.012649 | PRIMARY/COND'NG MOUNTING PLATE | 33.6779
2.012653 | FLUE OUTLET COVER RX FIN | 11.8424
2.012657 | FLUE OUTLET COVER RX FIN HE CB33 | 8.9224
2.012677 | RS CHAMBER BACK PANEL | 76.4621
2.012678 | FLUE OUTLET COVER LX FIN | 6.6512
2.012683 | ANGLE BRACKET, EXP TANK CD25/28/35C | 2.4442
2.012685 | BRACKET, PIPES HANGER | 5.4724
2.012686 | BRACKET, CLICSON MOUNT | 5.6887
2.012688 | COMBUSTION CHAMBER R/H MOUNT | 21.0244
2.012689 | COMBUSTION CHAMBER L/H MOUNT | 21.0244
2.012690 | BOTTOM PANEL R RANGE | 32.9317
2.012703 | BOTTOM DEFLECTOR, BURNER | 8.1978
2.012704 | SIDE WALL, COMBUSTION CHAMBER HE CB25 | 21.6408
2.012705 | COMBUSTION CHAMBER R/H MOUNTIN | 18.8614
2.012707 | FAN BAFFLE | 3.5581
2.012708 | AIR DISTRIBUTION PLATE (HE CB25) | 24.3121
2.012716 | PRIMARY/CONDENSING FIXING BRKT | 14.1785
2.012717 | WALL MOUNTING BRACKET CDR | 9.1495
2.012755 | HEAT EXCHANGER MOUNTING BRACKE | 13.1186
2.012758 | AIR DISTRIBUTION PLATE (HE CB33) | 22.625
2.012769 | FRONT CASING PANEL HE | 98.1569
2.012770 | SIDE PANEL HE | 59.0499
2.012814 | RS CHAMBER BACK PANEL | 82.6266
2.012815 | BRACKET | 5.8942
2.012816 | FLUE OUTLET COVER RH | 9.1819
2.012817 | COMBUSTION CH MOUNTING PANEL | 37.063
2.012832 | ANGLE BRACKET | 2.5632
2.012836 | HEAT EXCHANGER MOUNTING BRACKE | 15.26
2.012892 | SUPPORT BRACKET | 4.7586
2.012953 | VALVE MOUNTING PLATE | 26.8536
2.012967 | PRY/COND HT EXCH MOUNTING BKT | 12.8158
2.012998 | BOTTOM COVER | 64.6413
2.013025 | PRIMARY/CONDEN REAR MOUNT BRKT | 7.0622
2.013026 | HEAT EXCHANGER MOUNTING BRACKE | 14.3515
2.013028 | PRY/COND HT EXCH MOUNTING BKT | 24.0309
2.013087 | VALVE MOUNTING PLATE | 22.7223
2.013128 | SUPPORT BRACKET CYCLONE ASSY 25/28/35C | 6.37
2.013191 | PRIMARY/CONDENSING FIXING BRKT | 15.1734
2.013192 | PRIMARY/CONDENSING FIXING BRKT | 15.0869
2.013197 | EXTENSION SUPPORT BRACKET 25/28/35C | 6.5431
2.013229 | CASE SIDE PANEL CASE SIDE PANEL | 37.5929
2.013279 | EARTH BONDING PLATE | 34.8027
2.013281 | BRACKET, CLICSON MOUNT CD25/28/35C | 6.37
2.013322 | BURNER INSP WINDOW BRACKET | 2.3144
2.013334 | SEAL RING CD25/28/35C | 16.5794
2.013381 | BRACKET, SPARK GENERATOR MOUNT CD25/28/35C | 1.1248
2.013402 | AIR INLET RESTRICTOR | 13.735
2.013413 | SEALED CHAMBER BACK PANEL | 54.6049
2.013464 | BOILER BASE PLATE | 27.2538
2.013592 | SEALED CHAMBER BACK PANEL | 56.6382
2.013817 | EXTENSION SUPPORT BRACKET | 29.0491
2.013902 | CONDENSATION MODULE LX BRACKET | 14.2542
2.013923 | FLOW SWITCH FIXING FLANGE FLOW SWITCH FIXING FLANGE | 2.3144
2.014033 | METAL SHEET CLIP - INTEC | 1.3411
2.014054 | SUPPORT PLATE HYDRAULIC GROUP | 3.9583
2.014069 | DRAIN TRAP BRACKET | 11.8316
2.014071 | RH SIDE PANEL | 108.2906
2.014072 | LH SIDE PANEL | 108.2906
2.014156 | BOTTOM PLATE | 23.912
2.014185 | PIPE FIXING FLANGE | 1.4708
2.014305 | BOTTOM BRACKET | 38.5014
2.014360 | INTEC GS CASING SIDE PANEL INTEC GS CASING SIDE PANEL | 89.6239
2.014394 | BRACKET HEATING BOILER MOUNT BRACKET HEATING BOILER MOUNT | 35.2569
2.014456 | BACK CHASSIS | 56.9302
2.014491 | BOTTOM PLATE | 23.912
2.014519 | HEAT EXCHANGER BRACKET | 17.9421
2.014566 | HEAT EXCHANGER BRACKET | 17.3797
2.014580 | HANGING FRAME | 35.3002
2.014581 | REAR PANEL | 115.3744
2.014582 | FRONT SUPPORT PLATE | 13.4971
2.014583 | BOTTOM PLATE | 41.7243
2.014584 | CYL CASING | 161.5653
2.014778 | CYL SUPPORT BRACKET | 8.1113
2.014866 | DHW PIPE FIXING BRACKET | 7.3434
2.014868 | DHW PIPE FIXING PLATE | 15.0977
2.014876 | RX ANGLE BRACKET CONTROL PANEL RX ANGLE BRACKET CONTROL PANEL | 1.8061
2.014877 | LX ANGLE BRACKET CONTROL PANEL LX ANGLE BRACKET CONTROL PANEL | 2.0549
2.014913 | CYLINDER BRACKET | 7.3326
2.015100 | TOP FIXING BRACKET TOP FIXING BRACKET | 101.3906
2.015102 | FIBRE ELEMENTS BLOCKS | 22.9819
2.015229 | FRONT CASING | 48.8946
2.015230 | LX CASING | 48.8946
2.015231 | RX CASING | 48.8946
2.015350 | BOILER WALL BRACKET | 10.8799
2.015395 | FRONT CASING | 33.9915
2.015400 | RX CONTROL PANEL BRACKET | 10.3716
2.015401 | LX CONTROL PANEL BRACKET | 10.3716
2.015402 | IGNITION GENERATOR PLATE | 6.6188
2.015700 | PLEASE USE 2.016058 PLEASE USE 2.016058 | 28.1298
2.015728 | PLEASE USE 2.016069 PLEASE USE 2.016069 | 1.9467
2.016007 | BRACKET, GASKET HANGER | 1.1356
2.016017 | CASING SIDE | 22.0626
2.016058 | FRONT CASING FRONT CASING | 32.445
2.016069 | INSULATION CLIP | 1.1356
2.016125 | FRONT CASE | 56.5084
2.016224 | BRACKETT D.22 PIPES HANGER | 6.5755
2.016225 | BRACKET D.15 PIPES HANGER | 6.5755
2.3123 | 3/4" NUT (CB50) | 2.0116
2.4212 | CYLINDER COVER (CB50) | 51.2307
2.4261 | BRACKET - SEALED CHAMBER COVER (CB50) | 2.4226
2.4270 | ANGLE BRACKET FOAM STRIP (CB50) | 0.50831
2.4271 | R/H DRAW PULL CATCH CLAW PLATE (CB50) | 2.9092
2.4272 | L/H DRAW PULL CATCH CLAW PLATE (CB50) | 2.9092
2.4440 | CYL CONNECTIONS COVER | 102.6776
3.011207 | CYLINDER COIL (CB50) | 164.7449
3.011679 | 12 LTR SYSTEM EXP VESSEL KIT | 60.3477
3.011828 | NO LONGER AVAILABLE NO LONGER AVAILABLE | 6.781
3.011962 | 3 WAY VALVE CARTRIDGE CB50 | 43.4763
3.012212 | ELECTRODE LEAD IGN. | 21.8896
3.012671 | SEALED CHAMBER COVER GROUP | 40.3183
3.012705 | GLASS (WITH GROMMET) | 4.153
3.012752 | DIVERTER VALVE (CB24/28) | 152.2968
3.012759 | INSTALLATION PACK ( CB24X) | 15.0004
3.012761 | FITTINGS PACK CB24X | 226.5743
3.012763 | INSTALLATION GROUP | 31.7528
3.012768 | use seperate pipes use seperate pipes | 375.7888
3.012769 | COMPLETE CONTROL PANEL CB24 | 243.9648
3.012778 | FITTINGS PACK SY24 | 173.9593
3.012779 | COMPLETE CONTROL PANEL SY24 | 325.7802
3.012783 | R/S CHAMBER COVER ASSY (CB50) | 72.2983
3.012786 | DRAUGHT DIVERTER HOUSING(CB28) | 48.0835
3.012800 | NO LONGER AVAILABLE NO LONGER AVALABLE | 120.8252
3.012803 | WATER MANIFOLD ASSY (SY24) | 72.25
3.012805 | DRAUGHT DIVERTER HOUSING | 42.0271
3.012828 | DRAUGHT DIV.DIAPHRM.ASSY(CB28) | 11.6045
3.012842 | DRAUGHT DIVERTER DIAPHRAGM ASS (CB50) | 6.4241
3.012844 | DRAUGHT DIV.DIAPHRAGM ASSY. | 11.6045
3.013062 | INJECTOR (NG) (CD24C) | 28.7355
3.013073 | RS CHAMBER COVER ASSY (CD50) | 87.0283
3.013165 | FLUE HZNTL.TERMINAL KIT | 45.6609
3.013192 | COMPLETE CONTROL PANEL CB28 | 314.2406
3.013211 | DHW FLOW SWITCH(CB24/28/CD24C) | 33.5806
3.013212 | IGN.ELECTRODE LEAD(CB24/28/SY) | 21.8679
3.013213 | LEAD FLAME SENS.ELECTRODE (CB24/28/SY) | 5.7644
3.013303 | PIN-COUPLING FOR 3 WAY VALVE (CB50) | 10.0147
3.013371 | CYCLONE ASSY.(AFTER S/NO.B110) | 122.7502
3.013386 | SEAL KIT - WATER COMPLETE (CB24/28/SY)(CD24C/S) | 28.119
3.013387 | SEAL KIT - H/EXCHS./PUMP (CB24/28/SY ONLY) | 8.6953
3.013388 | SEAL KIT- ISOL.VALVES & CONNS (CB24/28/SY)(CD24C/S) | 11.3125
3.013389 | SEAL KIT- DHW DIAPHRAGM (CB24/28)(CD24C/S) | 30.5632
3.013390 | SEAL KIT- FAN/FLUE REPL. (CB24/28/SY ONLY) | 14.9031
3.013391 | SEAL KIT- DIVERTER/FLOW VLVE. (CB24/28)(CD24C/S) | 42.795
3.013392 | SEAL KIT A.A.V/N.T.C/P/GGE/EXP (CB24/28/SY)(CD24C/S) | 5.4832
3.013393 | REPAIR KIT DVTR.VALVE | 68.34
3.013457 | CABLE - TERM BLOCK (CB24/28/SY) | 14.8057
3.013458 | CABLE ASSY.CLOCK/MAIN TMNL. (CB24/28/SY)(CD24C/S) | 24.9718
3.013459 | CABLE ASSY.G/VLV/FAN/O/HT.STAT | 59.4609
3.013460 | CABLE ASSY-.PRIM.PRESS.SWITCH (CB24/28/SY)(CD24C/S) | 7.1163
3.013461 | CABLE-PUMP (CB24/28/SY) (CD24C/S) | 8.5114
3.013462 | CABLE-.N.T.C/A.P.S (CB24/28/SY (CD24C/S) | 43.3573
3.013463 | CABLE ASSY.N.T.C/AIR P.SW.24X | 40.632
3.013464 | CABLE ASSY.N.T.C/AIR P.SW.SY24 | 35.9599
3.013626 | IGNITOR-TWIN ROW (CD24S/C) | 37.6686
3.013730 | 3-WAY VALVE COMPLETE CARTRIDGE | 88.564
3.013768 | WATER MANIFOLD ASSY (CB24/28) | 62.1754
3.013794 | LOW TEMP SAFETY KIT | 25.8911
3.013800 | SEALED CHAMBER COVER ASSY SEALED CHAMBER COVER ASSY | 98.4598
3.013838 | INSUL.PANEL SET(CB24/24X/SY) | 39.0097
3.013839 | INSUL.PANEL SET(CB28/28X) | 39.5829
3.014017 | DHW STORAGE CYLINDER (CB50) | 452.1319
3.014023 | FITTING SAFETY VLV ASSY CB50 | 33.5806
3.014038 | CONTROL PANEL COMPLETE CD24C | 299.7053
3.014189 | FILLER ASSEMBLY (CB50) | 84.9302
3.014375 | CABLE-NTC/DHW FLOW SWITCH(CD) | 34.3052
3.014376 | CABLE-TERM BLOCK/FUSE HOLDER/ CLOCK (CD24S/C) | 24.8529
3.014379 | BRASS PRESSURE SWITCH/WASHER | 30.455
3.014389 | ELECTRODE LEAD-FLAME SENSING (CB50) | 6.1105
3.014390 | NO LONGER AVAILABLE NO LONGER AVAILABLE | 12.4805
3.014394 | USER PACK CB50 | 14.7949
3.014416 | CUT OFF ASSEMBLY (CB50) | 62.8135
3.014618 | NO LONGER AVAILABLE NO LONGER AVAILABLE | 22.8305
3.014637 | RIGHT HAND SIDE PANEL CD24S/C | 49.5651
3.014638 | LEFT HAND SIDE PANEL (CD24S/C) | 49.5651
3.014680 | PUMP FIXING FLANGE | 60.564
3.014685 | SEAL KIT-WATER COMPLETE (CB50) | 23.6524
3.014686 | SEAL KIT-GAS COMPLETE (CB50) | 12.1452
3.014687 | SEAL KIT-VALVES/UNIONS (CB50) | 15.9305
3.014688 | SEAL KIT-DHW CYLINDER (CB50) | 31.158
3.014689 | SEAL KIT-PUMP/PRI HT EXCH/ 3-WAY VALVE (CB50) | 11.7884
3.014694 | CABLE-PUMP (CB50) | 8.5439
3.014695 | CABLE-NTC/APS/GAS VLV MOD (CB50) | 15.3681
3.014697 | CABLE-3 WAY VALVE (CB50) | 12.1669
3.014698 | CABLE-PRI PRESS SWITCH (CB50) | 5.3751
3.014699 | CABLE-MAIN PCB TO 3 WAY VLV PCB (CB50) | 6.6188
3.014700 | CABLE-FAN / GAS VLV/ GAUD MAG/ OVER HEAT T/STAT (CB50) | 32.9857
3.014731 | SEAL KIT FAN/FLUE (CB50) | 17.1634
3.014732 | SEAL KIT AAV/NTC/PPS/EXP VESS/ PRESS GAUGE (CB50) | 7.0838
3.014734 | FILLING LOOP (CB24X/CB28X) | 63.7652
3.014749 | SEAL KIT - PRI HEAT EXCH/FAN/ CONDENSATE TRAP (CD24C/S) | 59.0823
3.014750 | SEAL KIT - FLUE OUTLET CONN (CD24C/S) | 47.6725
3.014751 | CABLE-GAS VALVE/OVERHEAT STAT (CD24C/S ONLY) | 56.7355
3.014752 | CABLE -FAN (CD24/S ONLY) | 56.7355
3.014923 | DRAIN COCK FITTING (CD50) | 18.6883
3.014936 | BY PASS VALVE | 63.7544
3.014981 | INLET MANIFOLD ASSY (C23/C27) | 65.1387
3.015025 | USER PACK (CD32C) | 20.6134
3.015035 | CONTROL PANEL COMPLETE (C23) | 293.9625
3.015063 | NO LONGER AVAILABLE NO LONGER AVAILABLE | 252.606
3.015091 | SIDE PANEL - LEFT HAND (CD32C) | 63.1488
3.015092 | SIDE PANEL- RIGHT HAND (CD32C) | 63.1488
3.015098 | IGNITION ELECTRODE VICTRIX 50 IGNITION ELECTRODE VICTRIX 50 | 35.0947
3.015108 | NO LONGER AVAILABLE NO LONGER AVAILABLE | 111.8163
3.015123 | CONTROL PANEL COMPLETE (C27) | 293.9625
3.015125 | CB50 CONTROL PANEL COMPLETE | 260.4144
3.015128 | RS CHAMBER CVR ASSY CD32C/30S | 95.4207
3.015132 | INSTALLATION PACK ( CB50) | 316.8038
3.015149 | CONTROL PANEL COVER CD70S | 46.2666
3.015157 | CONTROL PANEL ASSY (CB24X) | 260.4144
3.015158 | NO LONGER AVAILABLE NO LONGER AVAILABLE | 260.4144
3.015159 | CONTROL PANEL ASSY (CB24) | 260.4144
3.015160 | CONTROL PANEL ASSY (CB28) | 315.7223
3.015161 | CONTROL PANEL ASSY (SY9-24) | 302.8416
3.015162 | CONTROL PANEL ASSY (CD24C) | 300.7111
3.015163 | CONTROL PANEL ASSY (CD24S) | 248.5503
3.015164 | CONTROL PANEL ASSY (CD32C) | 290.1556
3.015165 | IGN ELECTRODE LEAD (C23 &C27) | 21.8679
3.015182 | COMB/CHAMB REAR PANEL (C27) | 7.7976
3.015220 | INSULATION PANEL SET (C23) | 36.6628
3.015221 | INSULATION PANEL SET (C27) | 32.0989
3.015223 | 3 - WAY VALVE KIT | 225.8821
3.015224 | MIXING MAN FOR SINGLE BLR | 274.6577
3.015275 | BY-PASS ASSEMBLY (CB24/28) | 63.7544
3.015279 | CD90S-115S WALL FIXING KIT | 9.82
3.015292 | CONTROL PANEL CD32C NEW TYPE | 299.7053
3.015327 | DHW STORAGE CYLINDER (CD50) | 440.257
3.015338 | CONTROL PANEL ASSY (CD50) | 300.8841
3.015376 | 60MM FLUE SEAL FOR 90 & 45 ELB 60MM FLUE SEAL FOR 90 & 45 ELB | 8.6304
3.015382 | SAFETY VALVE 4 BAR GROUP | 160.9813
3.015498 | FLUE OUTLET ASSY CD28/35C FLUE OUTLET ASSY | 43.087
3.015527 | SEALED CHAMBER COVER ASSY | 69.0646
3.015562 | DIVERTER VALVE ASSY | 120.4791
3.015657 | FLUE OUTLET ASSY (CD50) | 85.5142
3.015821 | CONTROL PANEL COMPLETE(HECB33) | 313.3538
3.015843 | PRESS/TEMP SAFETY VLV | 85.4493
3.015849 | FILLING LOOP (CB24/28, CD24/32 | 47.7158
3.015850 | FILLING LOOP 15MM (X,CB50,CD50 | 54.3778
3.015852 | FITTING SAFETY VALVE ASSY | 5.4616
3.016002 | GREASE TUB KIT | 7.3434
3.016018 | CONTROL PANEL COMPLETE(HECB25) | 313.3538
3.016054 | PLEASE USE 3.018189 PLEASE USE 3.018189 | 9.2468
3.016062 | INJECTOR (NG) (CD24C0 | 27.3728
3.016074 | NUMBER 10 O RING | 2.3036
3.016079 | O RING 11.91 x 2.62 | 7.4083
3.016088 | LIMIT STAT (PACK OF 5) | 72.2875
3.016090 | NUMBER 10 O RING | 1.7845
3.016092 | NUMBER 10 O RING | 2.0224
3.016103 | CABLE TO APS | 18.6667
3.016130 | SEALED CHAMBER COVERED ASSY | 45.2824
3.016136 | LEFT PANEL CDR | 61.7969
3.016137 | RIGHT PANEL CDR | 61.7969
3.016138 | NO LONGER AVAILABLE NO LONGER AVAILABLE | 275.1877
3.016151 | G/VLV WIRING ASSY CD50 | 56.7355
3.016153 | CABLE - TEMP SENSOR | 1.6331
3.016154 | PLEASE USE 3.018189 PLEASE USE 3.018189 | 7.42
3.016446 | FLUE OUTLET (CD24S/C) | 48.5485
3.016448 | Combustion chamber insulation panel set - HE CB25 | 31.2986
3.016449 | Combustion chamber insulation panel set - HE CB33 | 37.1928
3.016450 | Flame sensing electrode condensate sensor lead | 10.4257
3.016465 | flue outlet manifold | 48.5485
3.016466 | Main injector Kit (15 x 1.30mm inj plus washers) | 17.3148
3.016467 | HE LPG INJECTOR KIT | 22.5385
3.016624 | CONTROL PANEL COMPLETE (24R) | 399.0843
3.016629 | CONTROL PANEL ASSY (HESY25) | 301.7169
3.016635 | SOLAR VALVE SOLAR VALVE | 138.1508
3.016642 | FRONT CASING PANEL CDR | 61.6131
3.016758 | CONTROL PANEL ASSY (CD18S) | 289.3121
3.016767 | CONTROL PANEL COMPLETE (13R) | 275.1877
3.016774 | CABLE ASSY-OH-STAT/GAS VLV | 59.0607
3.016775 | CABLE ASSY-APS/NTC/M-SWI | 50.8413
3.016776 | CABLE ASSY.FAN/NTC/TRANSFORMER | 54.2264
3.016777 | CABLE ASSY-G-VLV/OH-STAT | 56.7355
3.016823 | SEAL KIT - CIRCUIT SEALS (CD13-18-24R) | 54.4427
3.016824 | SEAL KIT - FLUE CIRCUIT (CD13-18-24R) | 31.6447
3.016825 | SEAL KIT -HE HEAT EX/PUMP | 13.3673
3.016858 | SEAL KIT - HE FLUE SEALS | 38.8042
3.016859 | FITTING ASSY 3/4" 25/28/35C | 17.5203
3.016866 | CYCLONE ASSY 25/28/35C | 82.2264
3.016875 | CONDENSATE TRAP, COMPLETE (CD18R) | 28.2704
3.016971 | ADDITIONAL FRAME ASSY 25/28/35C | 122.6313
3.016973 | HYDRAULIC ASSEMBLY COMPLETE | 322.0274
3.016997 | NO LONGER AVAILABLE NO LONGER AVAILABLE | 259.6357
3.017012 | CONTROL PANEL COMPLETE CD24S | 257.3105
3.017038 | NOT AVAILABLE AS COMPLETE UNIT ORDER PARTS INDIVIDUALLY | 349.8328
3.017069 | BOILER FAILURE INTERFACE | 92.4034
3.017106 | SEASONAL VALVE ASSY 25/28/35C | 113.1357
3.017107 | EXTENSION ASSY 3/4" 25/28/35C | 24.0309
3.017108 | EXTENSION ASSY 3/4" 25/28/35C | 17.9421
3.017115 | PLASTIC FLUE MANIFOLD | 140.0326
3.017116 | HYDRAULIC ASSEMBLY COMPLETE | 336.1194
3.017121 | PLEASE USE 3.019428 PLEASE USE 3.019428 | 226.8122
3.017125 | NO LONGER AVAILABLE NO LONGER AVAILABLE | 290.7937
3.017129 | SIDE PANEL-RIGHT (HE/CD) | 59.0499
3.017130 | SIDE PANEL-LEFT (HE/CD) | 59.0499
3.017131 | SIDE PANEL-RIGHT (CD30S,CD32C) | 41.2052
3.017132 | SIDE PANEL-LEFT (CD30S,32C) | 41.2052
3.017138 | CABLE | 8.8
3.017144 | gas valve plug | 0.91927
3.017174 | BY-PASS ASSY | 74.0719
3.017180 | FLUE OUTLET ASSY CD25C | 92.0356
3.017216 | PUMP-AAV-RELIEF VLVE ASSY CD28S | 187.7484
3.017219 | CONTROL PANEL ASSY - COMPLETE | 274.3874
3.017240 | HYDRAULIC ASSY. (3.020248) HYDRAULIC ASSY (3.020248) | 309.1251
3.017246 | G/VLV PLUG & LEAD ONLY CB/HE/CD (NOT CDR) | 29.3087
3.017249 | CONTROL PANEL DOOR GROUP CONTROL PANEL DOOR GROUP 50CS | 48.8946
3.017281 | CONDENSATE TRAP | 38.4149
3.017419 | FLUE OUTLET MANIFOLD | 100.1036
3.017432 | FRAME ASSEMBLY | 100.4497
3.017433 | FRAME ASSEMBLY | 109.9669
3.017475 | PLASTIC FLUE MANIFOLD | 133.6842
3.017477 | IGNITION ELECTRODE AND LEAD | 44.3956
3.018091 | NO LONGER AVAILABLE NO LONGER AVAILABLE | 22.3546
3.018099 | HYDRAULIC ASSEMBLY COMPLETE CD28S | 251.081
3.018189 | O RING 17.86 x 2.62 PACK OF 20 | 14.0162
3.018276 | CABLE TEMP SENSOR APS GV MOD HESY25 ONLY | 65.3334
3.018304 | IGNITION ELECTRODE AND LEAD | 36.8467
3.018333 | RS CHAMBER COVER ASSEMBLY | 70.092
3.018347 | HOUSING CYCLONE ASSY 25/28/35C | 32.2828
3.018348 | ACCESSORY PACK CD25/28/35C CD25/28/35C | 35.8517
3.018361 | PREMIER PACK ACCS KIT | 114.2821
3.018427 | ELECTRODE LEAD WITH PLUG AND SEAL | 32.3044
3.018428 | RIGHT/LEFT SIDE CASING ASSY RIGHT/LEFT SIDE CASING ASSY | 54.7023
3.018430 | FRONT CASING ASSY CD25/28/35C | 100.4065
3.018494 | HYDRAULIC ASSEMBLY - COMPLETE | 291.2371
3.018529 | PRV DISCHARGE TERMINAL KIT | 37.3118
3.018536 | ADDITIONAL BRACKET KIT CB/CD50 | 15.552
3.018556 | PLATE HEAT EXCH/3 WAY VLV ASSY | 314.4461
3.018589 | WIRING ASSY MAIN SUPPLY CD25/28/35C | 60.0124
3.018590 | WIRING ASSY FAN-NTC-FLOW SWI CD25/28/35C | 96.7834
3.018591 | WIRING ASSY GAS VLV-O/HEAT CD25/28/35C | 111.5892
3.018595 | BOILER COMPLETE SEAL KIT CD25/28/35C | 35.1055
3.018596 | HYDRAULIC ASSY SEAL KIT | 20.8081
3.018652 | DIVERTER VALVE SEAL KIT | 72.6876
3.018653 | EARTH BONDING PLATE COMPLETE | 32.4342
3.018684 | PLATE HEAT EXCH/3 WAY VLV ASSY | 314.7814
3.018733 | CONTROL PANEL ASSEMBLY | 250.8539
3.018763 | CD28X DUMMY BOILER | 232.7172
3.018765 | CD20S DUMMY BOILER | 250.2267
3.018809 | CONTROL PANEL - COMPLETE | 287.2464
3.018830 | CONTROL PANEL - COMPLETE | 287.2464
3.018845 | ACCESSORY PACK- HE25/33 | 37.0306
3.018996 | HYDRAULIC ASSY - SEAL KIT | 25.1232
3.018997 | SEAL KIT WATER/GAS COMPLETE | 57.7413
3.018998 | SEAL KIT - HEAT EXCH / FAN | 53.8371
3.018999 | SEAL KIT - FLUE/ AIR CONNECT | 26.1074
3.019003 | CABLE ASSY - GAS VALVE | 107.7282
3.019004 | CABLE ASSY - GAS VALVE | 55.6648
3.019005 | CABLE ASSY - FAN / TEMP SENS CD12S,20S,28S | 17.64
3.019006 | CABLE ASSY - FAN / TEMP SENS CD12S,20S,28S | 15.48
3.019064 | CABLE ASSY - ELECT TERM BLOCK CD25X,28X | 49.576
3.019065 | CABLE ASSY -ELECT TERM BLOCK | 62.0348
3.019131 | 18LTR EXPANSION VESSEL | 60.3477
3.019135 | 24LTR EXPANSION VESSEL | 93.9283
3.019138 | 35LTR EXPANSION VESSEL | 65.7011
3.019139 | 80LTR EXPANSION VESSEL | 160.6028
3.019263 | GAS VALVE PLUG KIT | 25.3936
3.019346 | WALL MOUNTED CYCLONE KIT | 279.5677
3.019353 | WALL FIXING KIT SCREWS PLUGS & HOOKS INCLUDED | 8.8683
3.019369 | FLOW/RETURN ADAPTER 1 1/2" | 64.9441
3.019374 | COLL PROBE KIT FOR CAS & ZONES | 33.0939
3.019375 | HOT WATER CYLINDER NTC | 10.0255
3.019428 | PUMP GROUP ASSY COMPLETE PUMP GROUP ASSY COMPLETE | 184.28
3.019539 | T CONNECTOR 22MM X 1/2" | 39.7776
3.019591 | PIPE CONNECTOR 3/4" X 15MM | 7.9923
3.019592 | PIPE CONNECTOR 3/4" X 22MM | 11.5072
3.019683 | HEAT EXCH/PUMP SEAL KIT | 21.0676
3.019684 | RS CHAMBER SEAL COMPLETE | 25.199
3.019685 | SEAL KIT- WATER /GAS COMPLETE | 46.3639
3.019689 | DIVERTER VALVE & MOTOR (BOXED) | 125.5405
3.019693 | CABLE ASSY-.DIVERTER VLVE MTR (CB24/28/SY)(CD24C/S) | 29.287
3.019694 | NO LONGER AVAILABLE NO LONGER AVAILABLE | 1.6547
3.019695 | CABLE ASSY-TEMP SENS/APS/GVMOD | 36.6737
3.019696 | CABLE ASSY-.TERM BLOCK / CLOCK | 5.6779
3.019718 | IGNITION ELECTRODES AND LEAD | 53.3504
3.019870 | CABLE - SENSING ELEC TO PCB CABLE - SENSING ELEC TO PCB | 32.3368
3.019921 | CABLE - TERM BLK/FUSE HDR/PUMP | 57.6764
3.019922 | CABLE - TERM BLK/FUSE HDR/PUMP | 65.009
3.019923 | CABLE - TRANSFORMER CD50/70S | 17.6176
3.019924 | CABLE - GV/FAN/NTC/T STAT/P SW | 298.321
3.019933 | CABLE - GV/FAN/NTC/T STAT/P SW | 15.34
3.019947 | COMPLETE SEAL KIT CD50S/70S | 106.7657
3.019948 | GAS CIRCUIT SEAL KIT CD50S/70S | 2.9201
3.019949 | FLUE MAN & UPPER CVR SEAL KIT | 62.4674
3.019950 | HYDRAULIC CIRCUIT SEAL KIT | 18.9911
3.019951 | HEAT EXCH SEAL KIT CD50S/70S | 63.895
3.019954 | REAR INSULATION PANEL CDC | 23.5875
3.019955 | REAR INSULATION PANEL CDS | 16.2225
3.020069 | PUMP GROUP | 200.2181
3.020194 | CD CONTROLS CVR HINGE ASSY KIT | 17.2067
3.020195 | CONTROL PANEL HINGE ASSEMBLY | 12.6536
3.020380 | 3-WAY MOTOR CARTRIDGE ASSEMBLY | 174.72
3.020401 | NO LONGER AVAILABLE NO LONGER AVAILABLE | 275.577
3.020402 | NO LONGER AVAILABLE NO LONGER AVAILABLE | 277.9671
3.020403 | RETURN CONNECTION GROUP | 89.9808
3.020408 | NO LONGER AVAILABLE NO LONGER AVAILABLE | 211.509
3.020410 | NO LONGER AVAILABLE NO LONGER AVAILABLE | 275.577
3.020411 | HYDRAULIC - NOT AVAILABLE HYDRAULIC - NOT AVAILABLE | 277.9671
3.020412 | HYDRAULIC ASSEMBLY - INTEC 34C | 282.5202
3.020422 | PLASTIC FLUE MANIFOLD | 108.907
3.020632 | ROOM TEMP INCR 3 WAY VALVE KIT | 140.1624
3.020703 | LPG CONVERSION KIT CD90S LPG CONVERSION KIT CD90S | 108.907
3.020912 | CONTROL PANEL ASSY CD90S | 416.1936
3.020916 | ACCESSORY PACK- CD90-115S | 74.0179
3.020979 | CONTROL PANEL ASSY CD115S | 416.1936
3.020996 | LPG CONVERSION KIT CD115S LPG CONVERSION KIT CD115S | 177.8851
3.021289 | TOP FIXINGS BRACKETS KIT | 26.4535
3.021384 | CD90-115S INSTALLATION PACK | 23.1657
3.021397 | CONDENSATE DRAIN TRAP WITH CAP | 52.5825
3.021476 | FLUE CLAMP | 31.6771
3.021479 | HYDRAULIC ASSY INTEC 30/40GS HYDRAULIC ASSY INTEC 30/40GS | 275.8258
3.021496 | FLUE CLAMP BOILER CONNECTION FLUE CLAMP BOILER CONNECTION | 25.4153
3.021499 | EASYFLUE P/M TERM - GROPPALLI EASYFLUE P/M TERM - GROPPALLI | 48.1484
3.021522 | SYSTEM CONTROLLER | 611.7505
3.021524 | TEMP / HUMID ACTIVE SENSOR KIT | 132.3756
3.021525 | INTEGRATION ELEC RESIST KIT | 791.8202
3.021532 | CABLE - GAS VALVE/FAN/STAT ETC | 81.1125
3.021547 | SYSTEM CONTROLLER EXP KIT | 198.5634
3.021579 | COMPLETE SEAL KIT | 128.6336
3.021580 | GAS CIRCUIT SEAL KIT | 6.5431
3.021581 | FLUE MANIFOLD&TOP CVR SEAL KIT | 77.3056
3.021582 | HYDRAULIC CIRCUIT SEAL KIT | 25.8587
3.021583 | HEAT EXCHANGER SEAL KIT | 78.8197
3.021623 | CAR V2 WIRELESS | 250.6376
3.021689 | BY-PASS ASSEMBLY | 32.1206
3.021692 | DHW 12 PLATE HEAT EXCHANGER WITH SEAL KIT | 129.3582
3.021693 | DHW 16 PLATE HEAT EXCHANGER DHW 16 PLATE HEAT EXCHANGER | 145.0183
3.021694 | TWO PUMP COUPLER FITTINGS OKIT TWO PUMP COUPLER FITTINGS OKIT | 15.7791
3.021696 | CONNECTION KIT CLIP | 19.3048
3.021702 | PUMP | 204.8253
3.021703 | CONTROL PANEL ASSEMBLY | 280.5303
3.021752 | CONTROL PANEL ASSEMBLY | 280.5303
3.021809 | FAN TO GAS MANIFOLD GASKET X 5 | 31.5906
3.021823 | DHW CONNECTION-TAILS & WASHERS | 27.0591
3.021927 | INTEC 40GS MAIN INLET MANIFOLD INTEC 40GS MAIN INLET MANIFOLD | 66.5122
3.021953 | INTEC GS FRONT CASING INTEC GS FRONT CASING | 145.0075
3.021981 | INTEC GS ACCESORY PACK INTEC GS ACCESORY PACK | 81.0476
3.021996 | INTEC 30-40GS CONTROL PANEL INTEC 30-40GS CONTROL PANEL | 305.4913
3.022023 | INTEC 30GS MAIN INLET MANIFOLD INTEC 30GS MAIN INLET MANIFOLD | 55.7081
3.022084 | INTEC ACCESSORY PACK INTEC ACCESSORY PACK | 36.4574
3.022154 | WALL MOUNT BRACKETS AUDAX 6-8 | 35.0406
3.022288 | CONTROL PANEL ASSEMBLY | 276.4314
3.022326 | SENSING ELECTRODE ASSEMBLY | 31.1688
3.022386 | INTEC GS PV RESISTANCE INTEC GS PV RESISTANCE | 111.5675
3.022467 | INTEC INLET SENSOR | 17.9637
3.022544 | FLUE TURRET ASSEMBLY | 31.688
3.022546 | FLUE TURRET ASSEMBLY | 32.2287
3.022616 | INTEC GS FLUE TURRET ASSY INTEC GS FLUE TURRET ASSY | 36.3708
3.022652 | WATER / GAS COMPLETE SEAL KIT | 44.9147
3.022653 | HYDRAULIC ASSEMBLY SEAL KIT | 16.0495
3.022654 | PRIMARY H/E SEAL KIT | 41.7243
3.022655 | FLUE AND AIR CONNECTION | 16.0495
3.022662 | FILTER MANIFOLD ASSEMBLY | 46.4504
3.022783 | DHW 14 PLATE HEAT EXCHANGER WITH SEAL KIT | 142.9635
3.022784 | DHW 18 PLATE HEAT EXCHANGER WITH SEAL KIT | 153.3567
3.022785 | BOTTOM PLATE KIT | 38.1445
3.022793 | PUMP ONLY - INTEC PUMP ONLY - INTEC | 188.49
3.022813 | INTEC 30 40GS ACCESSORIES PACK | 117.5915
3.022851 | 1'' x 3/4'' 90 INLET CONNECTIO | 62.0348
3.022853 | CYL RETURN DIP PIPE | 62.0348
3.022856 | ACCESSORIES PACK | 278.7674
3.022912 | BACK FRAME ASSY | 138.4644
3.022913 | INTEC GS TOP DHW CON KIT | 37.8849
3.022916 | CONTROL PANEL COMPLETE | 261.0849
3.022917 | CONTROL PANEL ASSY INTEC X | 278.7674
3.023108 | MAGNETIC CARTRIDGE GROUP | 47.8564
3.023110 | MAGNETIC CYCLONE | 80.6691
3.023115 | FILLING LOOP ASSEMBLY | 97.7892
3.023152 | CONNECTION KIT - SECOND COLL | 31.3635
3.023181 | FLOW REGULATOR - SEASONALITY V | 120.8901
3.023200 | HYDRAULIC ASSEMBLY | 225.655
3.023201 | NO LONGER AVAILABLE NO LONGER AVAILABLE | 221.5669
3.023203 | ICHS HYDRAULIC GROUP | 282.4662
3.023221 | ICHS PUMP GROUP | 235.2911
3.023288 | ECO CONTROL PANEL ASSEMBLY | 257.2348
3.023302 | ROOM HYDRO STAT | 115.342
3.023355 | PLATE EXCHANGER AND PUMPS KIT | 601.314
3.023364 | REMOTE CONTROL KIT | 228.7372
3.023376 | PIPE COVER CASING PIPE COVER CASING | 152.1454
3.023380 | GRP MANIFOLD CASING LSCAPE COL | 104.0403
3.023386 | FLUE HOOD MANIFOLD PRO TEC 50 | 80.9827
3.023387 | FLUE HOOD ASSEMBLY | 77.0136
3.023476 | PUMP GROUP COMPLETE | 189.587
3.023645 | ARES TEC SAFETY KIT/ PUMP/ SEP | 3520.3149
3.023773 | DBU CONNECTION KIT | 56.6057
3.023774 | DBU SEAL KIT COMPLETE | 7.8409
3.023775 | DBU WALL FIXING PACK KIT | 5.6346
3.023776 | SS100 CYLINDER CONNECTION KIT | 93.2794
3.023777 | SS100 CYLINDER WALL FIX PACK SS100 CYLINDER WALL FIX PACK | 17.0553
3.023815 | THERMOREGULATION | 582.5608
3.023843 | OUTLET MANIFOLD DIAPHRAGM KIT (8PK) | 138.4969
3.023848 | EPDM SEAL 56X38X5 | 51.5227
3.023849 | DIAPHRAGM (2PK) | 30.3577
3.023850 | DIAPHRAGM GASKET (10PK) | 92.014
3.023851 | ELECTRODE GASKET | 56.6057
3.023852 | RETURN MANIFOLD GASKET | 51.5227
3.023853 | AIRBOX GASKET | 56.6057
3.023854 | SEAL FAN | 68.4481
3.023855 | FLANGE GASKET | 66.1986
3.023856 | WATER MANIFOLD GASKET | 51.5227
3.023857 | DIAPHRAGM | 63.8734
3.023858 | AIRBOX GASKET (3PK) | 81.026
3.023860 | BURNER GASKET (5PK) | 110.0102
3.023861 | SCREW NUT WASHER KIT (12PK) | 121.6039
3.023862 | FUSE (5X20 10A) | 39.7235
3.023863 | FUSE (5X20 6.3A) | 36.6737
3.023864 | DUNGS GAS VALVE | 150.1014
3.023870 | VENTURI NG | 137.145
3.023945 | EMR 12 VDC RELAY KIT | 42.3407
3.023946 | SSR 6 VDC RELAY KIT | 82.2481
3.023955 | SAFETY KIT FOR PRO TEC 35-55 | 270.375
3.023961 | SAFETY KIT PRO TEC 80-100-120 | 378.525
3.024031 | Pressure Sample Cap Cover Kit | 13.5188
3.024118 | FRAME GROUP | 113.5575
3.024154 | VALVE FIXING KIT | 86.5524
3.024237 | PUMP MOUNTING FLANGE ASSEMBLY | 71.6494
3.024264 | EXPANSION VALVE | 63.8734
3.024266 | INTEC 50CS LPG CONVERSION KIT INTEC 50CS LPG CONVERSION KIT | 35.5273
3.024283 | PP2 ACCESSORIES PACK | 46.4504
3.024504 | CONTROL PANEL BEZEL | 34.9973
3.024521 | USE 3.023115 FULL ASSEMBLY USE 3.023115 FULL ASSEMBLY | 47.8564
3.024523 | FILLING LOOP TUBE GROUP | 20.5377
3.024579 | CDR LPG CONVERSION KIT | 56.6057
3.024580 | INTEC 12S LPG CONVERSION KIT | 33.613
3.024581 | INTEC LPG CONVERSION KIT 24X 26C 18S CONVERSION KIT | 48.8946
3.024582 | INTEC 28x 30C CONVERSION KIT | 30.5632
3.024584 | INTEC 30GS LPG CONVERSION KIT | 7.91
3.024635 | CONTROL PANEL FLAP INTEC2 | 25.0367
3.024737 | SB2 ACCESSORIES PACK | 53.783
3.024821 | CONDENSATE TRAP WITH SEALS | 44.9796
3.024893 | PLEASE USE 6.5500001A PLEASE USE 6.5500001A | 104.8731
3.024901 | VICTRIX 50 IGNITION & SEN KIT | 61.4941
3.024905 | FLAP HINGE ASSY | 9.4091
3.024962 | HELMHOLTZ RESONATOR & FLANGE | 48.8946
3.024983 | FAN AIR SUPPRESSOR | 27.243
3.025041 | HYDRAULIC CIRCUIT SEAL KIT | 35.3651
3.025042 | AIR EXHAUST CIRCUIT SEAL KIT | 72.8282
3.025043 | GAS CIRCUIT SEAL KIT PROTEC RANGE | 14.6651
3.025044 | HEAT EXCHANGER SEAL KIT PROTEC RANGE | 86.5524
3.025045 | PROTEC COMP BOILER SEAL KIT | 130.7317
3.025082 | PRO TEC 50 LPG CONVERSION KIT PRO TEC 50 LPG CONVERSION KIT | 64.7927
3.025083 | PRO TEC 70 LPG CONVERSION KIT PRO TEC 70 LPG CONVERSION KIT | 90.4567
3.025084 | PRO TEC 90 LPD CONVERSION KIT PRO TEC 90 LPD CONVERSION KIT | 116.1207
3.025085 | PRO TEC 115 LPG CONVERSION KIT PRO TEC 115 LPG CONVERSION KIT | 149.1172
3.025105 | CONTROL PANEL ASSEMBLY | 300.0081
3.025109 | CONTROL PANEL ASSEMBLY | 300.3866
3.025141 | BOILER ACCESSORY BOX COMPLETE | 179.1829
3.025142 | BOILER CONNECTION KIT | 136.6475
3.025159 | BY PASS COMPLETE CARTRIDGE | 25.4585
3.025189 | BURNER WITH SEAL | 81.783
3.025190 | MAIN PCB | 192.84
3.025191 | GAS VALVE WITH WASHERS | 132.8623
3.025192 | ELECTRODE WITH SEAL | 60.6289
3.025194 | PRIMARY HEAT EXCHANGER ASSEMBL | 252.3572
3.025195 | FAN | 157.434
3.025196 | FAN 35CE | 166.8538
3.025218 | FLUE TURRET WITH SEALS | 27.3944
3.025230 | DIVERTER CARTRIDGE | 95.8966
3.025231 | SAFETY VALVE & EXPANSION KIT | 200.5101
3.025232 | DUCT ADAPTER D.160 | 25.1124
3.025233 | ALPHA COMFORT RF 1 CH REC KIT | 67.226
3.025234 | ALPHA COMFORT RF 2 CH REC KIT | 67.226
3.025322 | COMPLETE BOILER SEAL KIT | 51.0901
3.025323 | HYDRAULIC CIRCUIT SEAL KIT | 22.7331
3.025324 | AIR/GAS INTAKE SEAL KIT | 19.9212
3.025325 | FLUE CIRCUIT SEAL KIT | 28.8436
3.025326 | COMPLETE HEAT EXCHANGER SEAL K | 40.221
3.025335 | CONNECTIONS BOX GROUP | 114.8012
3.025336 | ACCESSORIES CASE GROUP | 162.225
3.025435 | HEAT EXCHANGER SUMP | 48.3971
3.025440 | FLUE MANIFOLD PIPE ASSEEMBLY A | 105.8464
3.025476 | PRO TEC SENSING ELECTRODE ASS | 37.8309
3.025709 | CONTROL PANEL COMPLETE | 241.4665
3.025745 | CONTROL PANEL ASSEMBLY | 300.0081
3.025820 | FLUE SAMPLING POINT CAP | 20.17
3.025935 | PUMP GROUP | 225.655
3.025954 | CONNECT KIT WITH FLEX PIPES & | 75.4346
3.025955 | FIBRE WASHER (24X16X2) X50PACK | 22.1491
3.026238 | RX CASING KIT | 51.5227
3.026239 | SIDE CASING INSULATION KIT | 54.0858
3.026243 | PRO TEC 50 FAN & GASKETS SET | 196.5518
3.026244 | FAN & GASKETS KIT | 257.4186
3.026245 | FAN & GASKETS KIT | 313.4295
3.026316 | 32KW VENTILATOR FAN UNIT | 973.35
3.026392 | PCB KIT | 187.7484
3.026794 | FLUE SAMPLING CAP | 16.3415
3.026880 | BOILER ACCESSORY BOX COMPLETE | 117.6672
3.026952 | INTEC2 CE CONNECTION KIT BOX | 202.9002
3.026976 | PROTEC CONTROL KNOB AND SEAL | 6.7269
3.027030 | SERVICE TOOL KIT | 36.6737
3.027053 | SAFETY SWITCH | 325.1422
3.027288 | 75 LITRES BUFFER TANK | 671.6115
3.027290 | 75 LTR BUFFER TANK WALL-HUNG | 30.1738
3.027339 | SAFETY VALVE GROUP | 60.564
3.027385 | CODENSE ANTIFREEZE HEAT CABLE | 60.3477
3.027539 | VERTICAL 50 LTR BUFFER TANK | 571.3564
3.027545 | INLET/EXHAUST PIPES INSUL KIT | 75.4346
3.027624 | ETEC/EVOKE CONNECTION VALVES | 104.0403
3.027654 | ANTIVIBRATION SUPPORTS | 70.0812
3.027697 | PRIM HT EXCHANGE ASSEMBLY 28KW | 239.8983
3.027698 | PRIM HT EXCHANGE ASSEMBLY 33KW | 256.0127
3.027699 | FAN | 110.194
3.027700 | RX CASING KIT | 24.085
3.027701 | LX CASING KIT | 24.085
3.027702 | FLUE TURRET WITH SEALS | 16.0278
3.027709 | RECESSED 50 LTR BUFFER TANK | 621.484
3.027754 | HEATING ELEMENT KIT 1800W 230V | 186.8832
3.027755 | TEMPERATURE SENSOR KIT (X4) | 121.3443
3.027771 | COMPLETE BOILER SEAL KIT | 66.3068
3.027772 | COMPLETE HEAT EXCH SEAL KIT | 52.2689
3.027842 | HORZ BUFFER TANK 25LTR | 569.4097
3.027843 | HORIZ BUFFER TANK 75LTR | 622.944
3.027857 | INJECTOR (NG) 5MM | 26.5292
3.027859 | NG INJECTOR KIT E-TEC/EVOKE | 27.6864
3.027930 | EVOKE BEZEL | 23.1441
3.028275 | IXTOOL HONEYWELL | 237.2811
3.028360 | HEAT EXCHANGER VENT | 19.1425
3.028388 | PCB KIT | 188.1269
3.028390 | PROTEC PCB KIT | 327.6945
3.028409 | ACCESSORY BOX E-TEC/EVOKE | 123.8209
3.028435 | ESTHETIC COVER GROUP SET | 45.6393
3.028436 | ACCESSORY BOX E-TEC PLUS | 171.3096
3.028437 | ETEC PLUS CONNECTION KIT | 162.225
3.028455 | ACCESSORY BOX E-TEC S | 137.8155
3.028458 | CONNECTION KIT | 126.741
3.028510 | ELECTRODE GASKET | 29.7413
3.028540 | BOILER ACCESSORY PACK COMPLETE | 98.6328
3.029276 | CASE RIGHT SIDE | 69.919
3.029652 | VALVE / TAIL PACK E-TEC R | 85.233
3.029726 | FAN WITH GASKET | 130.7425
3.029728 | FLUE TURRET ASSEMBLY | 29.7413
3.029797 | CASE LEFT SIDE | 69.919
3.029912 | PCB MODBUS RS-486 | 97.335
3.030071 | VALVE TAIL PACK E-TEC S | 130.7425
3.031017 | FAN WITH SEAL KIT | 130.7425
3.031018 | CONDENSING EXCHANGER KIT | 264.8161
3.031527 | FRONT CASING | 58.5632
3.031540 | "O" RING 15.1 x 2.62 | 13.4755
3.031543 | CLIP - HEAT EXCHANGER PIPE | 17.8339
3.031567 | NITRILE O-RING (63x3 sh) | 13.7134
3.031575 | O RING SEAL 45.69 X 2.62 | 18.7316
3.031576 | FLUE ADAPTER 60MM SEAL CD BLR | 31.2878
3.031592 | SCREW M3 | 11.9614
3.031596 | PRESSURE SWITCH LOCKING CLIP | 14.0811
3.031637 | SPRING CLIP SILICONE TUBE | 15.7575
3.031644 | PLUG FOR FLUE CONNECTION FLANG | 45.5852
3.032298 | GAS MANIFOLD GASKET | 101.3906
3.032722 | ADD PANEL FOR ELEC CONNECT ARE | 217.4248
3.1363 | 1/2" WASHER | 14.9571
3.5182 | UPPER COIL | 192.5178
3.5183 | LOWER COIL | 171.05
3.A0120 | PLEASE USE 3.025955 PLEASE USE 3.025955 | 22.1491
3.A0184 | 50 OFF 1/4" WASHERS | 11.983
3.A1124 | 50 OFF 3/8" WASHERS | 14.4056
3.A127 | FLAME SENSING ELECTRODE KIT (CB24/28/SY) | 15.3032
3.A1343 | 1" WASHER (PACK OF 50) | 16.1576
3.A1363 | PACK OF 50, 1/2" WASHER | 6.3592
4.1060491 | 12m COLLECTOR EXTENSION KIT | 74.0179
4.1060494 | MOUNTING SS90 CYLINDER PACK | 123.9399
4.1060495 | CYLINDER MANIFOLD SEAL KIT | 12.8915
4.1060497 | SET OF TWO CYLINDER TEMP SENS | 57.8927
4.1060499 | CYLINDER PUMP | 188.2459
4.1060506 | FRONT/BACK H/SING DR BACK UNIT | 136.096
4.1060509 | DRAIN BACK UNIT HEAT EXCHANGER | 228.7589
4.1060668 | SPRING CLIPS - MANIFOLD | 64.5115
4.1060698 | CYL TEMP SENSOR SS150 CYL TEMP SENSOR SS150 | 109.6641
4.1060705 | DBU PIPE FROM PUMP | 69.0754
4.1060719 | COLLECTOR TEMP SENSOR KIT | 72.6768
4.1060723 | PCB | 138.8105
4.1060724 | TOP COVER - CYLINDER | 130.2883
4.1060725 | FRONT HOUSING - CYLINDER | 181.6163
4.1060726 | BOTTOM COVER & SCREW -CYLINDER | 76.116
4.1060727 | NO LONGER AVAILABLE NO LONGER AVAILABLE | 312.5859
4.1060730 | NO LONGER AVAILABLE NO LONGER AVAILABLE | 190.2142
4.1060731 | DRAINBACK UNIT PUMP LEAD | 108.0202
4.1060745 | COLLECTOR HOSES X 2 | 133.0353
4.1060794 | OVERHEAT THERMOSTAT | 42.5029
4.1060795 | CABLE O/HEAT THERMO-PLUG&LEAD | 17.1201
4.1060796 | FLASHING KIT SCREW PACK | 60.0773
4.1060797 | MOUNTING PACK-COLLECTOR TO FK | 44.9147
4.1060798 | 7M COLLECTOR SENS & PUMP CABLE | 94.2635
4.1060799 | PIPE INSULATION HT | 45.4554
4.1060800 | FK FOAM HOSE ENTRY | 49.576
4.1060801 | PIPE FITTINGS DBU TO COLLECTOR | 55.0051
4.1060802 | SCREW PACK DBU | 16.1792
4.1060966 | FLOOR STANDING FRAME - CYL 150 FLOOR STANDING FRAME - CYL 150 | 308.022
4.1060973 | SET OF TWO CYLINDER TEMP SENS for 150 | 117.5158
4.1061074 | WAKAFLEX LANDSCAPE PIECE LEFT | 193.21
4.1061075 | WAKAFLEX LANDSCAPE PIECE RIGHT | 193.21
4.1061082 | WAKAFLEX PORTRAIT PIECES | 203.3004
4.1061120 | WAKAFLEX ROLL | 316.8254
4.1061137 | SYSTEM PUMP GRF | 179.6804
4.1061138 | MANIFOLD WITH PIPING &SEAL GRF | 285.7972
4.1061144 | COUPLINGS DBU SS90 | 79.3172
4.2180180 | M8 COUNTERSUNK WASHER | 0.19467
4.2180284 | 150 CYLINDER PUMP LEAD | 111.9028
5009680 | WATER PRESS SENSOR (TYPE784) | 0.0010815
5009681 | FLUE GAS NTC SENSOR | 0.0010815
5012737 | NTC SENSOR | 0.0010815
5018353 | CENTFIGAL FAN NRG77/1000-2212 | 0.0010815
5018354 | GAS CONTROL CES10AF60-14LB3427 | 0.0010815
5018356 | BURNER GAS MANIFOLD | 0
5018360 | EXPANSION VESSEL | 0
5018361 | IGNITION TRANSFORMER | 0.0010815
5018365 | DRAIN PAN | 0.0010815
5018376 | FIBRE GASKET | 0.0010815
5018381 | HEAT EXCHANGER | 0.0010815
5018382 | AUTOMATIC AIR PURSE | 0.0010815
5018383 | O RING | 0.00010815
5018384 | HX UNION JOINT | 0.00010815
5018386 | HIGH LIMIT THERMOSTAT | 0.0010815
5018387 | NTC SENSOR | 0.0010815
5018388 | BURNER | 0.0010815
5018390 | BURNER COVER | 0.0010815
5018393 | BURNER MANIFOLD GASKET | 0
5018394 | IGNITION ELECTRODE | 0.0010815
5018396 | PLATE HEAT EXCHANGER | 0.0010815
5018397 | PLATE HEAT EXCHANGER GASKET | 0.0010815
5018399 | EXPANSION VESSEL HOSE | 0.0010815
5018403 | SAFETY VALVE | 0.0010815
5018405 | RETN HYDROBLOCK GRP PN97986473 | 0.0010815
5018406 | GASKET | 0
5018407 | DRAIN HOSE | 0.0010815
5018413 | DAIKIN EYE | 0.0010815
5018416 | COMPLETE CABLE ASSEMBLY | 0
5018626 | Side Panel | 0
5018627 | SIDE PANEL | 0
5018630 | FLOW SENSOR GROUP | 0.0010815
5018631 | FLOW LIMITER GROUP (1OL) | 0.0010815
5018632 | STEPPER 3WAY VLV | 0.0010815
5018633 | 3WAY VLV BODY | 0.0010815
5018641 | CONDENSE TRAP | 0
5019310 | FLUE GAS ADAPTER | 0.0010815
5020080 | IONIZATION ELECTRODE GASKET | 0.0010815
5020081 | IONIZATION ELECTRODE | 0.0010815
5020082 | IGNITION ELECTRODE GASKET | 0.0010815
5020083 | TERMINAL PCB | 0.0010815
5020138 | HEAT EXCHANGER | 0.0010815
5020139 | BURNER | 0.00010815
5020140 | DAIKIN BURNER HOOD GASKET | 0
5020141 | BURNER HOOD | 0.00010815
5020143 | DAIKIN HEAT EXCHANGER GASKET | 0.00010815
5020144 | CONDENSATE PUMP | 0.0010815
5020145 | FLUE GAS PIPE GASKET | 0.00010815
5020146 | FLUE GAS PIPE ASSEMBLY | 0.00010815
5020147 | GAS VALVE | 0.0010815
5020150 | PLATE HEAT EXCHANGER | 0.0010815
5020153 | TERMINAL PCB | 0.0010815
5020161 | SYPHON BODY | 0.0010815
5020162 | SIPHON PARTS | 0
5020166 | EXPANSION VESSEL | 0.0010815
5020173 | FLOW LIMITER GROUP (12L) | 0.0010815
5020174 | FLOW LIMITER (14L) | 0.0010815
5020175 | BCC (35 KW C-MODEL) | 0.0010815
5020176 | BCC (28 KW C-MODEL) | 0.0010815
5021443 | SENSING ELECTRODE | 0.00010815
5021876 | PCB KM834 + CUI (VERSION 3) | 0.00010815
5022835 | BCC 24 KW T-MODEL | 0.0010815
5022836 | BCC 18 KW T-MODEL | 0.0010815
5022837 | BCC 12 KW T-MODEL | 0.0010815
5022840 | BCC 35 KW C-MODEL | 0.0010815
5022841 | BCC 25 KW C-MODEL | 0.0010815
5022843 | BCC 35 KW T-MODEL | 0.0010815
5022844 | BCC 28 KW T-MODEL | 0.0010815
6.0001001 | O RING 8.73 X 1.78 EPDM | 1.2005
6.0001002 | O RING 13.94 X 2.62 EPDM | 0.38934
6.0001003 | O RING 22.0 X 3.0 EPDM | 0.38934
6.0001004 | O RING 29.82 X 2.62 EPDM | 3.2878
6.0001005 | O RING 5.28 X 1.78 EPDM | 0.19467
6.0001006 | O RING 25.12 X 1.78 EPDM | 0.69216
6.0001007 | O RING 92.0 X 3.0 EPDM | 3.331
6.0001008 | O.RING 25.8 X 3.53 EPDM H/E/RS | 2.1089
6.0001009 | GAS CONVERSION LPG KIT | 50.2357
6.0001010 | No 8 ZINC PLATED EDGE CLIP | 1.0058
6.0001013 | M10 BZP SHEAR NUT | 7.7976
6.0001014 | SLEEVE ANCHOR 10MM X 55MM | 9.1819
6.0001015 | EXPANSION VESSEL 5 LITRE 3.5B XVES050020 | 138.7781
6.0001017 | NO LONGER AVAILABLE NO LONGER AVAILABLE | 16.2117
6.0001018 | TUNDISH 1/2"X3/4"FI KEMETAL | 13.0321
6.0001020 | EXPANSION RELIEF VALVE/CK/VLVE (209-000) | 75.2508
6.0001026 | CLIP (80MM) BSS CODE 19022093 | 18.6991
6.0001027 | BACK PLATE CLP80M BSS 13475362 | 8.5222
6.0001028 | SCREWED ROD 10X200MM | 5.4183
6.0001029 | NUT HEXAGONAL 10MM ZINC PLATED | 1.0815
6.0001030 | SCREW M4X12 C/SNK POSI (FR/FL) | 0.32445
6.0001031 | SCREW M4X12 PAN HD/POZ BLR/CSE | 0.32445
6.0001032 | SCREW-R/S/CHAMBER FRONT PANEL (240/280) | 0.36771
6.0001038 | LOW REAR FLUE ASSEMBLY | 64.5115
6.0001039 | USE PART NUMBER 1.019129 | 22.7656
6.0001040 | USE PART NUMBER 1.019104 USE PART NUMBER 1.019104 | 3.861
6.0001041 | PRESSURE REDUCING VALVE 2.5BAR (350/600 COMBIMAX) | 81.1233
6.0001042 | EXPANSION RELIEF VALVE 4.0 BAR (350/600 COMBIMAX) | 25.0151
6.0001043 | PLEASE USE PART NO 1.8244 | 60.8452
6.0001044 | NO LONGER AVAILABLE NO LONGER AVAILABLE | 11.6802
6.0001045 | *USE NUMBER 1.018837* *USE NUMBER 1.018837* | 64.0464
6.0001046 | FLEXIBLE HOSE (350/600 C'MAX) | 50.3763
6.0001047 | NO LONGER AVAILABLE NO LONGER AVAILABLE | 165.1018
6.0001048 | CHECK VALVE 15MM (350/600) CHECK VALVE 15MM (350/600) | 9.939
6.0001049 | USE NUMBER 1.017184 (350/600 COMBIMAX) | 36.0572
6.0001050 | RESTRICTOR BOILER CONVERSION | 10.5338
6.0001051 | USE PART NUMBER 1.021497 USE PART NUMBER 1.021497 | 11.9073
6.0001052 | SPANNER 24MM X 10MM | 6.6404
6.0001053 | FRONT DOOR PANEL (350) | 30.6173
6.0001059 | FLOW REGULATOR 8LWHITE 35 FLOW REGULATOR 8LWHITE 35 | 7.3218
6.0001060 | SUPPORT CASE TOP/BOTTOM CM350 | 3.9042
6.0001061 | SUPPORT CASE SIDE CM350/600 | 17.9313
6.0001063 | USE PART NUMBER 6.0001083 | 0.20549
6.0001064 | *NO LONGER AVAILABLE* | 4.5639
6.0001065 | PUMP NUT (C'MAX) | 5.5048
6.0001066 | VENT AIR CM350/600 | 3.4175
6.0001067 | CHECK VALVE HOUSING (350/600) CHECK VALVE HOUSING (350/600) | 9.7443
6.0001068 | NO LONGER AVAILABLE | 5.2777
6.0001069 | PIPE-INLET TO PRV (C'MAX 350) | 59.7421
6.0001070 | NO LONGER AVAILABLE NO LONGER AVAILABLE | 43.671
6.0001072 | PIPE-BOILER RETURN (C'MAX 350) | 63.192
6.0001073 | PIPE-BOILER FLOW (C'MAX 350) | 15.4979
6.0001074 | PIPE PUMP INLET ASSY CM350 PIPE PUMP INLET ASSY CM350 | 24.6041
6.0001075 | NO LONGER AVAILABLE NO LONGER AVAILABLE | 51.3388
6.0001076 | PIPE-PUMP OUTLET (C'MAX 350) | 13.9405
6.0001077 | NO LONGER AVAILABLE 09/03/11 NO LONGER AVAILABLE 09/03/11 | 352.0282
6.0001078 | ELECTRICAL BOX COVER 350/600 | 15.4979
6.0001079 | SPRING FASTNER (BLACK)(C'MAX) | 0.097335
6.0001080 | USE NUMBER 6.0001010 USE NUMBER 6.0001010 | 0.097335
6.0001083 | NO LONGER AVAILABLE | 25.8587
6.0001089 | SCREW/WALL PLUG PK CM350/600 | 2.9309
6.0001092 | PIPE BYPASS ASSY CM600 | 74.4613
6.0001095 | CASE SUPPORT TOP/BOTTOM CM600 | 5.202
6.0001096 | FRONT DOOR PANEL CM600 | 51.7822
6.0001097 | NO LONGER AVAILABLE NO LONGER AVAILABLE | 39.2476
6.0001098 | EXPANSION VESSEL 5L CM 600 (ZI-316004) | 75.6617
6.0001099 | PIPE-INLET TO PRV (C'MAX 600) | 59.7421
6.0001101 | NO LONGER AVAILABLE NO LONGER AVAILABLE | 51.8471
6.0001102 | PIPE BOILER RETURN CM600 | 32.0665
6.0001103 | PIPE BOILER FLOW CM600 | 33.5914
6.0001104 | NO LONGER AVAILABLE 13/01/12 NO LONGER AVAILABLE 13/01/12 | 48.2457
6.0001105 | NO LONGER AVAILABLE 13/01/12 NO LONGER AVAILABLE 13/01/12 | 34.024
6.0001106 | PIPE-PUMP OUTLET (C'MAX 600) | 42.2434
6.0001107 | NO LONGER AVAILABLE 09/02/11 NO LONGER AVAILABLE 09/02/11 | 467.0782
6.0001111 | THERMOSTAT SEC CIRC CM350/600 THERMOSTAT SEC CIRC CM350/600 | 9.0305
6.0001112 | SEC CIRC FLOW REG HOUSING (350/600 COMBIMAX) | 13.4322
6.0001116 | NO LONGER AVAILABLE NO LONGER AVAILABLE | 52.4311
6.0001118 | SEC CIRC FLOW/BOILER RET PIPE (350/600 COMBIMAX) | 45.3365
6.0001126 | BRACKET PAINTED MILD STEEL | 74.2666
6.0001127 | INSTRUCTIONS ANTI THEFT CLAMP | 1.3411
6.0001128 | WARNING LABEL ANTI THEFT CLAMP | 1.3411
6.0001129 | WALL BRACKET PAINTED M/STEEL | 192.5178
6.0001130 | INSTRUCTIONS SITE W/PLATE JIG | 2.4442
6.0001131 | NO 10 SCREW & PLUG | 5.6238
6.0001132 | 3/4" BEND PLUG | 0.81112
6.0001133 | 1/2" BEND PLUG | 0.81112
6.0001134 | 15MM STR C/P BALLOSTOP VALVE | 8.2518
6.0001135 | 15MM DRAIN OFF COCK TO BS2879 | 7.073
6.0001136 | 15 X 1/2" STR TAP CONN. E/F | 5.6238
6.0001137 | 15MM 90 DEG ELBOW (END FEED) | 1.5465
6.0001138 | 15MM 90 DEG STREET ELBOW E/F | 2.9201
6.0001139 | BRASS PLUG 2 1/4" (CMAX) | 13.4322
6.0001140 | BRASS PLUG 1 1/4" (C/MAX) | 11.4963
6.0001142 | CABLE-PCB TO NTC/COIL (240) | 15.4006
6.0001143 | CALEFFI ARRESTOR FITTING KIT | 54.1832
6.0001147 | NO LONGER AVAILABLE NO LONGER AVAILABLE | 3.0715
6.0001150 | 2 ML NOM LDP BASE (MOSS 10514) | 0.81112
6.0001151 | 2 ML NOM LDP CAP (MOSS 10513) | 0.81112
6.0001152 | FLUE REDUCER TO 80MM (RDG TILE | 38.5014
6.0001153 | PLEASE USE 3.016002 PLEASE USE 3.016002 | 0.81112
6.0001154 | 2 1/4" WASHER-IMMERSION HEATER | 1.5141
6.0001155 | 1 1/4" WASHER-IMMERSION HEATER | 1.9251
6.0001156 | 2CH-1CH WIRING ASSY (IRELAND) | 25.5126
6.100010 | CALEFFI SHOCK ARRESTOR KIT (STYLE FF) | 27.0375
6.1000385 | 90 DEG BENDS IN BAGS (BOX 72) | 667.1774
6.1000435 | CALEFFI WATER/HAM ARRESTOR KIT | 50.2249
6.1000462 | NO LONGER AVAILABLE 20/03/12 NO LONGER AVAILABLE 20/03/12 | 106.3547
6.1000700 | SEAL KIT 700 (WATER COMPLETE) (STYLE) | 48.6999
6.1000705 | SEAL KIT 705 (DHW HEAT EXCH) (STYLE) | 14.5786
6.1000710 | SEAL KIT 710 (3 PORT VALVE) (STYLE) | 34.608
6.1000715 | NO LONGER AVAILABLE NO LONGER AVAILABLE | 10.8799
6.1000720 | SEAL KIT 720 (ISOL VALVES) (STYLE) | 14.73
6.1000725 | SEAL KIT 725 (GAS COMPLETE) (STYLE) | 10.1985
6.1000730 | SEAL KIT 730 (FAN/FLUE) (STYLE | 14.5029
6.1000735 | SEAL KIT 735- WATER COMPLETE (240/280) | 44.4064
6.1000740 | SEAL KIT 740-HEAT EXCH'S/PUMP (240/280) | 35.6462
6.1000745 | SEAL KIT 745-ISOLATING VALVES (240/280) | 21.1433
6.1000750 | SEAL KIT 750-GAS COMPLETE (240/280) | 15.5736
6.1000755 | SEAL KIT 755-FAN/FLUE CONN (240/280) | 11.0097
6.1000760 | SEAL KIT 760-REPAIR 3 PORT VLV (240/280) | 47.2075
6.1000765 | NO LONGER AVAILABLE NO LONGER AVAILABLE | 22.625
6.1000770 | SEAL KIT 770-DIFF PRESS SENSOR (240/280) | 39.1936
6.1000775 | SEAL KIT 775-AAV/EXP VES/NTC/ PRESS GAUGE (240/280) | 4.6613
6.1000780 | SEAL KIT 780 - WATER COMPLETE (500E) | 43.2924
6.1000785 | SEAL KIT 785-GAS COMPLETE (500E) | 15.022
6.1000790 | SEAL KIT 790-PUMP/3 PORT VLV/ FLOW SWITCH (500E) | 11.8208
6.1000795 | SEAL KIT 795-WALL UNIONS(500E) | 12.6968
6.1000801 | DIAPHRAGM PACK | 15.7575
6.1000802 | IGNITION ELECTRODES (PAIR L/R) (240E/240XE/280E/500E) | 39.4748
6.1000803 | R/S CHAMBER CLIP (BAG OF 50) | 13.6918
6.1000900 | EXPANSION VESSEL EXT. PIECE | 3.45
6.2002120 | NO LONGER AVAILABLE NO LONGER AVAILABLE | 13.8108
6.2002130 | GS BLENDING VALVE CA-421013 CA-421013 | 123.2586
6.2003040 | SEAL O RING FOR 1.25" FITTING | 2.0549
6.2003045 | NO LONGER AVAILABLE NO LONGER AVAILABLE | 37.9066
6.2003050 | FSMART - SOLAR FLOW RESTRICTOR AI-37711508 | 35.7003
6.200400 | DN16 FLEX NUTS- SF-16 FITPAC | 9.8092
6.2004270 | 80MM CD FLUE SEALING PLATES 2 | 66.1878
6.3000107 | PIPE 4 | 0
6.3000110 | D H CONTROL BOX | 204.5982
6.3000112 | RELAY (DISTRICT HEATING) | 25.9236
6.3000155 | No 8 X 1 1/2" COUNTER SUNK POZI WOODSCREW (ZINC PLATED) | 0
6.3000156 | No 8 x 2 1/2" COUNTERSUNK POZI ZINC PLATED WOODSCREW | 0
6.3000157 | PLASTIC No 8 WALLPLUG | 0
6.3000158 | SCREW 1" X 8 C/SK POZI POZI ZINC PLATED WOODSCREW | 0
6.3000159 | SCREW 3/4 X 8 RHD POZ POZI ZINC PLATED WOODSCREW | 0
6.3000301 | CH HEAT EXCHANGER | 0
6.3000302 | PUMP (DIST HTG) | 0
6.3000303 | AUTO AIR VENT (DIST HTG) | 0
6.3000304 | PIPE 8 | 0
6.3000305 | DH-LPCH PIPE No8 (H/E TO VALVE/D H FLOW) | 0
6.3000306 | PIPE 10 - PUMP-CH RETURN | 0
6.3000307 | DH-LPCH PIPE No11 (H/E / PUMP / CH RETURN) | 0
6.3000308 | 1" PUMP NUT | 0
6.3000321 | SEAL RING (DIST HTG) | 0
6.3000322 | O RING SEAL (DIST HTG) | 0
6.3000400 | ALPHA PLUS DH UNIT COVER | 49.5435
6.3000405 | ALPHA PLUS DH UNIT COVER-METAL | 54.4968
6.3005070 | 70KW BARRIER HEAT EXCHANGER B10THx20-15371-020 | 518.2764
6.3005100 | 100KW BARRIER HEAT EXCHANGER B10THx30 - 13965-030 | 622.1653
6.3005150 | 150KW BARRIER HEAT EXCHANGER B10THx40 - 13965-040 | 673.5041
6.3005200 | 200KW BARRIER HEAT EXCHANGER B10THx50 - 13965-050 | 712.622
6.4001100 | SOLARSMART REMOTE DISPLAY UNIT 106-1124 | 166.8538
6.4001105 | SOLARSMART REMOTE DISPLAY PCB 106-0805 | 207.9184
6.4009031 | EXPANSION VESSEL 8 LITRE Z1-11H0000803 | 51.9985
6.4009032 | BRACKET KIT 8 LTR - WHITE (BRKT 240 022) | 34.2078
6.5101351 | PRIMARY RETURN RETAINING PLATE | 6.8459
6.5101841 | PIPE RETAINING CLIP 3 PRT VLVE PIPE RETAINING CLIP 3 PRT VLVE | 5.1696
6.5102271A | WATER FILTER & SEAL KIT 710 | 36.1005
6.5102701 | ISO VALVE RETAINING CLIP 1/2 | 3.9907
6.5103360 | NO LONGER AVAILABLE NO LONGER AVAILABLE | 10.231
6.5106570 | COMBUSTION CHAMBER SIDE PANEL | 58.1847
6.5107710 | NO LONGER AVAILABLE NO LONGER AVAILABLE | 10.0147
6.5108130 | CLIP BY-PASS PIPE (240/280) | 4.0232
6.5108420 | COMBUSTION CHAMBER FRONT PANEL (500E) | 20.3755
6.5108550 | CLIP PRIMARY H/EXCH | 6.4025
6.5108690 | COVER PLATE | 5.3642
6.5108700 | FLUE RESTRICTOR | 10.0147
6.5108710 | CLIP INNER FLUE JOINT(240/280) | 3.6447
6.5109110 | WALL MOUNTING BRACKET | 21.4029
6.5109640 | LOWER REAR SUPPORT BAR | 12.7833
6.5110430 | COVER PLATE 128MM | 29.5033
6.5201351 | BRASS CAP 1/2" (STYLE) | 8.0464
6.5202271 | PRESSURE TUBE(300mm)(STYLE) | 11.28
6.5202491 | NO LONGER AVAILABLE NO LONGER AVAILABLE | 5.7319
6.5203191A | PIPE- EXCH/3PRT & SEAL KIT 710 | 61.9808
6.5203930 | NO LONGER AVAILABLE NO LONGER AVAILABLE | 9.6794
6.5204321 | BURNER INJECTOR LPG 0.74MM | 4.8235
6.5204581 | HOSE ADAPTOR (BRASS VENTURI) | 13.2592
6.5206212 | HOSE ADAPTOR (FLUE VENTURI) (STYLE) | 7.0838
6.5206620 | GAS INLET ADAPTOR 3/4 BSP | 15.552
6.5206770 | NO LONGER AVAILABLE NO LONGER AVAILABLE | 24.0309
6.5207030 | HOSE ADAPTER M5 GAS/VLV | 7.3758
6.5207060 | FLANGE FLUE CONNECTION | 35.4624
6.5207070 | BRASS PLUG (FLUE SAMPLING) | 5.4075
6.5207370 | NO LONGER AVAILABLE NO LONGER AVAILABLE | 16.6118
6.5207890 | BRASS NIPPLE (SAFETY VALVE) (240/280) | 11.8424
6.5209150 | MAIN BURNER INJECTOR(NG)D=1.18 (STYLE) | 4.8559
6.5209160 | MAIN INJECTOR-NG (280) | 7.0838
6.5210010 | USE PART NUMBER 6.0001050 | 16.6118
6.5400211 | WIRING TERMINAL BLOCK COVER | 11.81
6.5401102 | WASHER(DI.185)GAS/INI/MAINFOLD | 1.6655
6.5401610 | PILOT GLASS GASKET(STYLE) | 8.9548
6.5401652 | PILOT TUBE CHAMBER SEAL(STYLE) | 2.8768
6.5402010 | O RING 22.22 X 2.62 (VK /VLVE) | 2.0657
6.5402050 | WASHER CAF 11.0X6.1 W/FLOW/SWT | 2.574
6.5402081 | WASHER CAF 4.5X12.0(PRS/GGE) | 2.574
6.5402091 | WASHER CAF 24.0X16.6 AA VENT | 1.7412
6.5402242 | MAIN DIAPHRAGM (STYLE) | 8.9224
6.5402270 | PRESSURE TUBE (600mm) (500E) | 18.8938
6.5402830 | GASKET NTC | 0.61645
6.5403110 | PRESSURE GAUGE BRACKET 240/280 | 3.45
6.5403820 | O RING 26.64X2.62 | 1.871
6.5404250 | CONTROL BOX REAR SECTION | 18.3531
6.5404280 | KNOB SELECTOR SWITCH (240/280) | 11.226
6.5404290 | KNOB THERMOSTATS | 11.226
6.5404350 | TERMINAL BOX COVER TERMINAL BOX COVER | 31.1039
6.5404520 | GASKET DHW HEAT/EXCHGR | 2.9092
6.5404540 | PIN - RIGHT HAND (240/280) | 1.6114
6.5404550 | PIN - LEFT HAND (240/280) | 1.6114
6.5404600 | O RING 17.86X2.62 P/H/EX | 1.871
6.5404640 | GASKET 12.0X18.0X2.X G1/2 | 1.6114
6.5404650 | GASKET 17.0X24.0X2.X G3/4BSP | 1.6114
6.5404670 | GASKET PRI/FL/RT/R/S CMB | 4.3693
6.5404740 | GASKET-GAS PIPE/ROOM/SLD/CHAMB | 2.9201
6.5404810 | GASKET CORK COVER PLATE | 2.5523
6.5404950 | 40mm SEALING BAND (FLUE BEND) | 9.5064
6.5405000 | GASKET 29.0X22.0X2 O GI PUMP | 3.1147
6.5405180 | O RING 26.7X1.78 | 19.5319
6.5405310 | O RING 14.0X1.78 AAV | 1.2437
6.5405320 | DIAPHRAGM-PRIMARY PUMP FLW/SWT | 7.4948
6.5405330 | DIAPHRAGM-SECONDARY PRS/SEN | 11.4963
6.5405340 | FUSE HOLDER | 2.1414
6.5405350 | O RING 20.63 X 2.62 PUMP UNION | 2.1414
6.5405370 | O RING 23.47X2.62 | 2.1414
6.5405400 | O RING 2.6X1.9 | 1.6114
6.5405570 | TIMER BLANKING PLATE (ROUND) | 11.7884
6.5406450 | GASKET-BEND 45DEG TO FAN | 13.4214
6.5406500 | GASKET-(FLANGE LOW REAR FLUE) | 25.5126
6.5406600 | GASKET ELECTRODE LEAD R/S/CMBR | 6.5431
6.5472201 | FLUE TERMINAL (CD) | 17.1634
6.5472202 | FLUE SEAL 60MM (CD) | 3.4284
6.5472223 | EASYFLUE PLUME MANAGEMENT TERM | 26.9293
6.5477052 | 80MM SEALING BAND | 7.0838
6.5500001A | PLEASE USE 3.027624 PLEASE USE 3.027624 | 128.3416
6.5500002 | SOLARSMART 22MM INLET MANIFOLD COMBINED INLET MANIFOLD | 158.4614
6.5500005 | SIDE PLATE ASSEMBLY HINGE | 113.06
6.5500006 | ARES TEC LEFT SIDE PANEL | 200.2181
6.5500007 | ARES TEC RIGHT SIDE PANEL | 195.081
6.5500008 | PAINTED CABINET ASSEMBLY | 282.4662
6.5500009 | ARES TEC REAR CASE PANEL | 291.4102
6.5500010 | ARES TEC TOP CASE PANEL | 301.0572
6.5500011 | ARES TEC CONTROL PANEL ASSBLY | 147.7762
6.5500012 | ARES TEC CONTROL PANEL ASSY B | 101.3906
6.5500013 | ARES TEC CONTROL PANEL ASSY C | 101.3906
6.5500022 | DIVERTER VALVE - V4044C1288 | 95.172
6.5500024 | SAFETY KIT HIGH PRESSURE SWITC | 120.4575
6.5500025 | SAFETY KIT TEMPERATURE GAUGE | 94.8151
6.5500026 | SAFETY KIT TEMP LIMIT STAT | 103.1643
6.5500029 | PV25E 25LTR EXPANSION VESSEL | 95.172
6.5500040 | DHW 20 PLATE EXCHANGER INTEC2 | 177.2362
6.5500050 | ALPHA TRACE HEATING KIT | 105.987
6.5603922 | SELECTOR CONTROL KNOB | 11.4098
6.5603932 | HEATING THERMOSTAT KNOB | 10.231
6.5604711 | THERMOCOUPLE (INTERRUPTED) | 28.7355
6.5605011A | GAS VALVE & SEAL KIT 725 | 200.0559
6.5605791 | INJECTOR MANIFOLD (STYLE) | 77.6625
6.5605910 | PIPE-HEATING FLOW | 32.2503
6.5606002A | GAS COCK & SEAL KIT 725 | 74.5802
6.5606221A | HTG EXP VESSEL & SEAL KIT 715 | 158.894
6.5607361A | PIPE PRI FLOW 80FF & SEAL KIT | 45.8556
6.5609331 | FRONT CONTROL PANEL | 45.9637
6.5610131A | PUMP 6.5611791 & SEAL KIT 710 | 154.6221
6.5610231 | PIPE-HOT WATER OUTLET | 37.2685
6.5610231A | PIPE WTR/OUT & SEAL KIT 705 | 43.5845
6.5610451 | THERMOCOUPLE WITH LIMIT 110DEG | 59.2878
6.5610701 | EXTENSION BAR (TOP BRACKET) | 15.7142
6.5610941 | PIPE-MAINS INLET (STYLE) PIPE-MAINS INLET (STYLE) | 36.2303
6.5610941A | PIPE-MAINS IN & SEAL KIT 705 | 49.1758
6.5610951A | PIPE PRES/SENS & SEAL KIT 705 | 52.8745
6.5614281A | GAS COCK & SEAL KIT 725 | 55.7081
6.5614712 | LIMIT T/STAT & LEADS (STYLE) | 66.1013
6.5614721 | THERMOCOUPLE (STYLE FF) | 16.6984
6.5614731 | NO LONGER AVAILABLE NO LONGER AVAILABLE | 37.4523
6.5614851 | PILOT TUBE COMPLETE (STYLE) | 26.7347
6.5615071 | GAS VALVE (NG) (V4600Q)(STYLE) | 259.0841
6.5615071A | GAS VALVE (NG) & SEAL KIT 725 | 270.256
6.5615241 | PIPE-GAS VALVE/MANIFOLD(STYLE) | 36.0464
6.5615241A | PIPE-GAS V/MAN & SEAL KIT 725 | 45.7799
6.5615291 | PIPE-PRIMARY FLOW (STYLE FF) PIPE-PRIMARY FLOW (STYLE FF) | 40.1994
6.5615291A | PIPE-P/FLOW & SEAL KIT 705 | 53.08
6.5615311 | PIPE-D H W OUTLET (STYLE) | 37.4632
6.5615311A | PIPE DHW OUT & SEAL KIT 705 | 43.7791
6.5615351 | CONTROL COVER R/H WHITE STYLE | 14.3515
6.5615352 | CONTROL COVER R/H/S (STYLE) | 18.8073
6.5615441A | PIPE-GAS INLET & SEAL KIT 725 | 45.7799
6.5615521 | 3/4" GAS COCK UNION (STYLE) | 17.9313
6.5615531A | 3/4" UNION ELBO & SEAL KIT 720 | 30.7254
6.5615541 | 1/2" UNION ELBOW (STYLE) | 15.0328
6.5615541A | 1/2" UNION ELBO & SEAL KIT 720 | 28.1406
6.5616401 | HEATING T/STAT KNOB (STYLE FF) | 15.3573
6.5616411 | GAS VALVE KNOB (WHITE)(STYLE) | 15.3573
6.5617081 | MICROSWITCH ASSY(3 PORT VALVE) (STYLE) | 54.0209
6.5617081A | MICRO SWT ASS & SEAL KIT 710 | 88.4343
6.5617251 | PIPE-PRIMARY RETURN UPPER (STYLEE FF ONLY) | 43.5196
6.5617251A | PIPE-6.5617251 & SEAL KIT 715 | 54.2805
6.5617441A | H/EX 6.5617451 & SEAL KIT 715 | 322.7088
6.5617501 | PIPE-SHOCK ARRESTOR (STYLE) | 35.8085
6.5617551 | AIR PRESSURE SWITCH (STYLE FF) (C6065A1010) | 109.8804
6.5617891 | PIPE - GAS VALVE/MANIFOLD (OF) | 66.4257
6.5617951A | PIPE P/RET OF & SEAL KIT 715 | 54.3021
6.5617961 | PIPE PRIMARY FLOW (STYLE OF) | 40.1994
6.5618061 | LOWER PLASTIC PANEL OPEN FLUE | 26.2372
6.5618331 | SELECTOR KNOB TAP/RAD SYMBOLS (STYLE FF) | 15.4655
6.5621590 | FRONT PANEL R/S CHAMBER (500E) | 85.0924
6.5621890 | 45mm CLAMP (INNER FLUE) | 11.226
6.5622121 | CLOCK BLANKING PLATE (STYLE) | 9.3333
6.5622181 | HEAT EXCHANGER PRIMARY (500E) | 269.3584
6.5622181A | HT EX PRI & SEAL KIT 790 | 338.2716
6.5622332 | CONTROL BOX (STYLE FF) | 224.3139
6.5622424 | PLASTIC INST/COVER (STYLE FF) | 25.4585
6.5622681 | DHW FLOW RESTRICTOR (STYLE) | 12.4913
6.5622900 | PIPE HEATING EXPANSION VESSEL | 14.9463
6.5623410 | DOMESTIC PRESSURE SENSOR-STYLE | 97.9839
6.5623411A | DOM PRES SENSOR & SEAL KIT 710 PRESS SENSOR 6.5623410 | 109.5992
6.5623431 | NO LONGER AVAILABLE NO LONGER AVAILABLE | 252.898
6.5623431A | 3 PORT VLV & SEAL KIT 710(STY) (3 PARTS + SEAL KIT) | 317.3986
6.5623830 | UNION-CYLINDER TO DHW OUTLET | 23.1765
6.5624241 | WATER HAMMER ARRESTOR CALF/525 525040 | 71.552
6.5624441 | TERMINAL BLK/EXT COMPLETE C/OP | 10.404
6.5624450A | CYLINDER COIL AND SEAL KIT | 262.8586
6.5624600 | NATURAL DRAUGHT DIVERTER (STYLE OF) | 79.3172
6.5625460 | NO LONGER AVAILABLE NO LONGER AVAILABLE | 186.191
6.5625460A | DHW HEAT EXCH & SEAL KIT 740 (240P/E/X/XP/XE) | 205.658
6.5625600 | COMBUSTION CHAMBER (240/280) COMBUSTION CHAMBER (240/280) | 77.5003
6.5625630A | PIPE-GAS VAL & SEAL KIT 750 | 23.6957
6.5625690A | PIPE PRI RTN & SEAL KIT 740 | 56.119
6.5625700A | PIPE PRI FLOW & SEAL KIT 740 | 85.4926
6.5625760A | PIPE-BY PASS & SEAL KIT 740 | 90.6513
6.5625770 | DHW MICROSWITCH ASSY (240/280) | 14.9788
6.5625780 | PIPE-DIFF PRESS/SENS(POSITIVE) (240/280) | 16.0495
6.5625840A | PIPE EXP/VES & SEAL KIT 775 | 18.0827
6.5626540 | NO LONGER AVAILABLE NO LONGER AVAILABLE | 36.5331
6.5626550 | SIDE PANEL (LEFT) (240/280) | 36.5331
6.5626890 | PCB NEON (240/280) | 29.9359
6.5626931 | BRASS MAGNETIC DISC FLW/SWITCH | 7.2461
6.5627320 | FLUE BEND 90 DEG ONLY | 59.6339
6.5627550A | GAS VLVE 6.5630520 & S/K 750 | 246.9065
6.5627740 | NO LONGER AVAILABLE NO LONGER AVAILABLE | 102.5154
6.5628520 | PIPE 1.016673 & SEAL KIT 745 | 10.8583
6.5628530A | UNION BEND 1/2 & SEAL KIT 745 | 23.8795
6.5628540A | UNION BEND 1/2 & SEAL KIT 745 | 22.8305
6.5628550 | UNION BEND GAS 3/4 D18 | 9.8633
6.5628550A | PIPE 1.016673 & SEAL KIT 750 | 18.7424
6.5628560 | UNION BEND GAS COCK/GVLV | 22.4087
6.5628560A | UNION BEND GAS & SEAL KIT 750 | 43.2924
6.5628570 | NO LONGER AVAILBLE NO LONGER AVAILABLE | 57.6872
6.5628570A | NO LONGER AVAILABLE NO LONGER AVAILABHLE | 76.1917
6.5628580A | VALVE 6.5644720 & SEAL KIT 745 | 80.3338
6.5629030 | REAR SUPPORT FRAME (240/280) | 140.8113
6.5629050 | RS CHAMBER TOP PANEL | 61.7104
6.5629100 | CONTROL PANEL CONTROL PANEL | 59.2554
6.5629120 | CONTROLS OPERATION PLATE | 12.1236
6.5629170A | VALVE 6.5644750 & SEAL KIT 745 | 86.3037
6.5629200 | GAS COCK (240/280) | 34.1754
6.5629200A | GAS COCK & SEAL KIT 750 | 44.5902
6.5629210A | PIPE FILL/UNI & SEAL KIT 745 | 32.9317
6.5629560 | NO LONGER AVAILABLE NO LONGER AVAILABLE | 44.6227
6.5629940 | M/SWITCH ASS/IGN(NO CBL) | 45.4879
6.5629950 | DHW FLOW VALVE (240/280) DHW FLOW VALVE (240/280) | 131.4347
6.5629960A | 3 PORT VALVE & SEAL KIT 740 (VALVE 6.5646200) (240/280) | 211.0655
6.5629970 | NO LONGER AVAILABLE | 65.7119
6.5630050 | PIPE FILLING UNION 77MMX15MM | 20.224
6.5630050A | PIPE FILL/UNI & SEAL KIT 745 | 33.4832
6.5630070 | PIPE-CALEFFI WATER HAM/ARREST | 25.1124
6.5630160 | PUMP UNION (240/280) | 11.6586
6.5630220 | 3 PORT VALVE CONTROL ASSEMBLY | 17.5636
6.5630240 | PLATE & PIN (DIAPHRAGM HOUSE) | 21.8247
6.5630310 | BURNER ASSY (500E) | 140.5193
6.5630520 | NO LONGER AVAILABLE NO LONGER AVAILABLE | 233.2147
6.5630520A | GAS VALVE & SEAL KIT 750 | 261.312
6.5630531 | 3 PORT DIVERTER BODY (STYLE) | 97.1403
6.5630531A | DIVERTER BODY AND SEAL KIT 710 | 127.7035
6.5630610 | UNION BEND GAS (500E) | 25.2963
6.5631001A | COLD INLET VLV & SEAL KIT 745 (ECO/X/XP/XE) | 76.1809
6.5631040 | NO LONGER AVAILABLE NO LONGER AVAILABLE | 199.2447
6.5631091A | VALVE 6.5644720 & SEAL KIT 745 | 81.491
6.5631970 | BURNER ASSEMBLY (240E/280E/XE) | 117.4185
6.5632420 | PCB-RESET | 33.0398
6.5632470 | PRIMARY HEAT EXCHANGER (240) | 269.8234
6.5632470A | PRI HEAT EXCH & SEAL KIT 740 (240P/E/XP/XE/X) | 273.0355
6.5632490 | BURNER ASSEMBLY 240/280 PILOT | 119.722
6.5632530 | SEE 5628070 | 210.8925
6.5632720 | 1/2" NUT & UNION (INLET) DHW (500E) | 14.1244
6.5632730 | FLOW REGULATOR (500E) | 14.3623
6.5632750 | CYLINDER ASSEMBLY COMPLETE | 440.3327
6.5632750A | CYLINDER CASING & SEAL KIT 800 | 480.0562
6.5632780 | PIPE - DHW OUTLET (1/2")(500E) | 14.2974
6.5633110 | NO LONGER AVAILABLE NO LONGER AVAILABLE | 229.0509
6.5633110A | DHW HEAT EXCH & SEAL KIT 740 (280P/E) | 262.6315
6.5633140 | INJECTOR MANIFOLD & INJECTORS | 84.6274
6.5633570A | PRI HEAT EXCH & SEAL KIT 740 (280P/E) | 367.2233
6.5634030A | 3PORT VALVE & SEAL KIT 790 | 218.5171
6.5634060 | WATER FLOW SWITCH (PRIMARY) | 124.9133
6.5634060A | WATER FLOW SWT & SEAL KIT 790 | 137.0909
6.5634070 | CONTROL PANEL MARKINGS PLATE 500E | 17.2067
6.5634390 | MODULATING PISTON | 38.8691
6.5634470 | PIPE PRIMARY FLOW | 80.8638
6.5634660 | NO LONGER AVAILABLE NO LONGER AVAILABLE | 144.1423
6.5634660A | EXPANSION VESSL & SEAL KIT 775 | 148.8036
6.5634690 | ELECTRIC BOX REAR COVER (500E) | 61.7753
6.5634710 | FITTINGS ACCESSARY PACK 500 E | 252.9737
6.5634730 | UNION 3/4" (500E) | 14.676
6.5634760A | PIPE BY-PASS AND SEAL KIT 775 | 22.0842
6.5634770 | PIPE FLOW SWITCH TO PUMP | 26.7239
6.5635080 | PIPE-WTR/FLOW/SWTCH FUGAS STYE | 40.3291
6.5635480 | NO LONGER AVAILABLE | 68.3184
6.5636290 | LPG CONVERSION KIT ALPHA 280 E | 57.7737
6.5636410 | TOP PANEL R/S CHAMBER (280P/E) | 62.3485
6.5637050 | ADAPTOR 1/2 BSP VALVE FIL/LOOP | 10.8583
6.5638270 | GAS VALVE (ELECT PRE 11/97) VR4605AA1045U | 224.3788
6.5638270A | GAS VALVE & SEAL KIT 750 | 240.9041
6.5638310 | PIPE-3PRT/VALVE TO CYLINDER | 27.9676
6.5638620 | CASING FRONT PANEL (WHITE) | 106.863
6.5639230 | FLUE VENTURI-NICKLE PLATED (STYLE/240/280/500E) | 20.5485
6.5639910 | CONTROL PANEL (500E) | 24.496
6.5640870 | CONTROL PANEL XP | 61.0399
6.5640920 | CONTROL PANEL (240XE) | 59.2554
6.5641850 | WATER FLOW SWITCH PRIM/FUGAS | 138.9511
6.5643230 | NO LONGER AVAILABLE NO LONGER AVAILABLE | 12.5238
6.5643240 | PCB ADAPTOR/SCREW/SPACER 240XE | 32.8019
6.5643351 | IGNITION M/SWTCH COMP/ASSEMBLY | 35.7111
6.5643460 | NO LONGER AVAILABLE NO LONGER AVAILABLE | 20.6783
6.5643580 | PIPE - PRI / FLOW (+A747) 500E | 74.1801
6.5643730 | R/S CHAMBER 240P/240E ONLY | 74.0719
6.5644680 | GAS VALVE (ELEC AFTER11/97) | 183.9848
6.5644720 | NO LONGER AVAILABLE NO LONGER AVAILABLE | 65.1171
6.5645800 | FAN / FLUE CLAMP 500E | 11.5396
6.5646170 | NO LONGER AVAILABLE NO LONGER AVAILABLE | 9.6578
6.5646180 | PADDLE (DHW) (240/280) | 9.6578
6.5646200 | NO LONGER AVAILABLE NO LONGER AVAILABLE | 199.5259
6.5646210 | NO LONGER AVAILABLE NO LONGER AVAILABLE | 315.3221
6.5648850 | NO LONGER AVAILABLE NO LONGER AVAILABLE | 270.2128
6.5652030 | DRAIN TAP (STYLE/240/280) | 17.3797
6.8100611 | SCREW HTG STAT/EXT BAR | 3.1472
6.8100742 | SCREW TERMINAL RET | 4.8235
6.8100785 | BOLT-SENSOR TOP GUIDE PLATE | 5.029
6.8100872 | SCREW-FRONT ROOM SEALED PANEL | 3.7744
6.8101181 | M5 X 10 BOLT | 3.6555
6.8101182 | BOLT- M5 X 14mm (DHW HT EXCH) | 1.6222
6.8101430 | SCREW M5X12 TCEI DIN 912 | 1.6222
6.8101440 | SCREW-M5X13(DHW HEAT EXCH) | 2.7795
6.8101790 | SCREW-MAX12(FLUE VENTURI) | 1.6222
6.8142343 | BOLT M4X12 POZI-PAN HEAD | 3.0823
6.8240550 | CAPTIVE NUT M4 | 1.4708
6.8380520 | CONICAL SPRING (3 PORT VAVLE) (BS2056 302 S 26 ) | 8.6844
6.8380530 | COMPRESSION SPRING (FLOW VLV) (BC2056 302 S 26) | 6.197
6.8380540 | SPRING PRESSURE ACTUATOR | 2.5848
6.8380640 | SPRING NG MODUL/PISTON | 2.9849
6.8412882 | LEAD & PLUG PUMP (STYLE) | 10.0796
6.8412913 | CABLE AND PLUG(BROWN)3 PRT VLV | 66.2202
6.8413221 | CABLE-LIMIT THERMOSTAT (STYLE) | 8.0355
6.8413711 | CABLE-FAN/APS (GREEN) (STYLE) | 57.0167
6.8413721 | CABLE-2ND STAGE VALVE (STYLE) | 57.8386
6.8414941 | LEAD & PLUG GAS (STYLE) | 53.9236
6.8416430 | CABLE - M/SWITCH/O-HEAT STAT 280E | 27.5674
6.8416530 | CABLE-MAIN PCB TO IGN PCB | 20.3538
6.8416930 | NO LONGER AVAILALE NO LONGER AVAILABLE | 7.4948
6.8416950 | CABLE (GAS VALVE CONNECTION) | 14.7733
6.8417430 | ELECTRODE LEADS (240E/280E) | 16.9255
6.8417530 | NO LONGER AVAILABLE NO LONGER AVAILABLE | 18.7532
6.8417760 | NTC CABLE (240X) | 15.1734
6.8417770 | CABLE-FAN/AIR PRESS SW (240X) | 20.1808
6.8420930 | SPARK ELECTRODE-STY/240P/280P | 16.1684
6.8421711 | CONNECTOR BLOCK FEMALE(STYLE) | 10.1445
6.8421741 | SPADE CONNECTOR BLOCK CLOCK | 4.5856
6.8432301 | MICROSWITCH ONLY 3PRT VALVE | 19.1858
6.8432311 | ON/OFF SWITCH (80FF) | 22.1275
6.8432651 | LIMIT STAT 110 DEG C (STYLE) | 34.5972
6.8432941 | RESISTOR FAN SPEED (STYLE FF) | 30.985
6.8432991 | ON/OFF SWITCH (STYLE FF) | 25.3828
6.8433221 | PEIZO SPARK GENERATOR STYLE OF PEIZO SPARK GENERATOR STYLE OF | 35.0622
6.8440130 | MODULATING COIL/SPRING | 36.3817
6.8450200 | CAPACITOR (240/280) | 35.895
6.8922220A | PRESSURE GAUGE & SEAL KIT 775 | 57.5791
6.8922330 | NO LONGER AVAILABLE NO LONGER AVAILABLE | 61.7861
6.9168492 | PAPER TEMPLATE REAR OUTLET | 13.6161
6.9205980 | PAPER WALL TEMPLATE | 6.5214
6.9950570 | LIMIT T'STAT ONLY 105DEG (240XE) | 52.4744
7.2000016 | 60MM ALUMINIUM FLUE CONNECTION | 29.3411
7.2000017 | 50/70KW BARRIER HE INS JACKET | 64.7927
7.2000018 | 100/150KW BARRIER HE INS JACKE | 72.1252
7.2000019 | 200KW BARRIER HE INS JACKET | 81.8912
7.2000021 | 1/2" ISOLATING VALVE | 78.2357
7.2000024 | WILO STRATOS 40/1-8 PUMP | 1210.112
7.2000025 | WILOS STRATOS 65/1-12 PUMP | 2811.3701
7.2000026 | WILOS STRATOS 100/1-12 PUMP | 3911.461
7.2000027 | WILOS 2095087 HEAD | 1112.3228
7.2000028 | ARES TEC 250-550 WILO 2095095 | 2322.4347
7.2000029 | WILO 2095095 HEAD | 3178.0635
7.2000030 | BARRIER EXCHANGE 2" 16094-030 | 1027.425
7.2000033 | BARRIER EXCHANGE 2" WELDNUTS | 52.9935
7.2000046 | CASCADE TRAP PP150 | 88.1314
7.2000072 | 1 INCH SAFETY VALVE 513660 | 86.52
7.2000073 | 1.25 INCH SAFETY VALVE 513760 | 194.67
7.2000074 | WILO SEC PUMP STAR 20-1 | 173.04
7.2000075 | 3/4 AUTOMATIC AIR VENT 502050 | 49.749
7.2000076 | STRATOS 65/1-6 PN6/10 PUMP | 1919.6625
7.2000079 | WILOS STRATOS PUMP DN80/1-12 | 3028.2
7.2000080 | WILOS STRATOS PUMP DN100/1-12 | 3839.325
7.2000081 | MC1 HEATING SYSTEM INHIBITOR | 20.5485
7.2000083 | MC3 HEATING SYSTEM CLEANER | 25.956
7.2000084 | QUICK DOSE INHIBITOR | 27.0375
7.2000085 | MC5 HEATING SYSTEM CLEANER | 32.445
7.2000151 | GASKET BARRIER 200 HE1.25 INCH | 1022.0175
7.2000152 | GASKET BARRIER 300 HE DN50 | 1979.145
7.2000153 | GASKET BARRIER 400 HE DN50 | 2368.485
7.2000161 | PROCHECK KIT CP1-03-05132 | 183.855
7.2000162 | PROCHECK REFILL PK2-03-05133 | 156.8175
7.2000180 | 80mm FLUE SEAL BKMBAA501 | 13.9297
8.000258 | DUMMY BOILER (CB24) | 200.3479
8.000260 | SY24 DUMMY BOILER | 181.9191
8.000345 | CB50 DUMMY BOILER | 248.8315
8.000548 | CD50 DUMMY BOILER | 268.0281
INTECXDUMMY | INTEC X DUMMY BOILER | 162.225
JL6 | JIFFYLITE BAGS LARGE | 0.37853
P9610 | BOX 500 X 400 X 310 | 1.2545