## Sheet1
Product No | Description | Rate
01005043 | Obsolete - Modulator Kit | 0
01005067 | LPG To NG Conversion Kit | 7.6
01005080 | Obsolete - Test Component | 0
01005085 | Obsolete - Frame | 0
01005088 | LPG To NG Conversion Kit | 19
01005090 | NG To LPG Conversion Kit | 20
01005127 | 3Way Valve Overhaul kit | 11
01005133 | Frame assembly | 89
01005134 | Obsolete - Frame assembly | 0
01005135 | Obsolete - Frame assembly | 0
01005137 | Venting Plugs Kit | 11
01005138 | Frame | 130
01005177 | Microswitch Kit Rep 8468 & 8447 | 28
01005178 | Microswitch rep 0182 - 0809 and 0811 | 26
01005180 | Conversion KitLPG to NG | 12
01005181 | Obsolete - Conversion kit | 0
01005182 | Conversion Kit to NG | 12
01005183 | Obsolete - Conversion kit | 0
01005193 | NG to LPG conversion kit | 23
01005195 | LPG to NG conversion kit | 18
01005217 | LPG Conversion kit | 41
01005225 | Conversion Kit LPG to NG | 22
01005234 | Glass Kit | 8.5
01005242 | Obsolete - Spark Electrode Kit | 0
01005243 | Obsolete - Frame assembly | 0
01005245 | Main Heat Exchanger Inplace of 1841 & 2381 | 249
01005246 | Main Heat Exchanger rep 2378 & 1914 | 273
01005247 | Engineers + Agents Only- Main Heat Exchanger 5388 & 10021231 | 160
01005248 | Engineer/Agents 7810 & 10021232 | 183
01005259 | Frame Assembly | 100
01005272 | Air Pressure Switch Rep 7070/8195/9232 | 64
01005284 | Conversion kit to NG | 22
01005285 | NG to LPG conversion kit | 18
01005286 | LPG to NG conversion kit | 24
01005291 | Condensing exchanger assembly | 537
01005292 | Connections kit | 33
01005293 | Use 20031569 | 0
01005294 | Frame | 147
01005297 | NG to LPG Cconversion kit | 49
01005303 | NG to LPG Conversion kit | 20
01005306 | Knob supp & gear wheel kit | 11
01005323 | Casing | 156
01005348 | Obsolete - Anti condense kit | 0
01005362 | Silicone tube kit | 19
01005365 | Frame assembly | 154
01005366 | Condensing exchanger assembly | 460
01005369 | Condensing exchanger assembly | 487
01005389 | Obsolete - NG to LPG Con Kit (4.7 jet) | 0
01005390 | Use 01005448 | 0
01005403 | Frame | 84
01005404 | Use 10027599 | 0
01005405 | Use 20030209 for Venturi and 10027538 for Pito pipe | 0
01005407 | NG to LPG conversion kit | 21
01005409 | NG to LPG conversion kit | 24
01005411 | Condensing exchanger assembly | 484
01005415 | Frame | 89
01005441 | Frame assembly | 135
01005442 | Hinge assembly | 6.5
01005443 | Condensing exchanger assembly | 618
01005444 | Obsolete - Frame Assembly | 0
01005445 | Frame Assembly | 103
01005446 | NG to LPG conversion kit (3.6) | 19
01005447 | NG to LPG conversion kit (4.7) | 17
01005448 | NG to LPG conversion kit (5.0 jet) Replaced 01005390 | 17
01005458 | USE 10028537 | 0
01005464 | LPG to NG conversion kit | 10
01005465 | LPG to NG Conversion kit (6.7) | 12
01005466 | Obsolete - LPG to NG Conversion kit (7.0 Jet) | 0
01005467 | LPG to NG conversion Kit | 13
01005468 | Wiring box | 20
01005469 | Clips for anti frost resistors | 30
01005481 | Obsolete -Casing | 0
01005482 | Obsolete - Casing | 0
01005497 | Casing | 93
01005500 | NG to LPG conversion kit | 13
0112 | Obsolete - Pressure limiting valve | 0
0113 | Obsolete - Screw | 0
0114 | Obsolete - Screw | 0
0117 | Obsolete - Fan Spring | 0
0119 | Obsolete | 0
0139 | 3 Way Valve Tail Plate | 31
0159 | 3 Way Valve Head Shaft | 37
0182 | Use 01005178 | 0
0184 | Obsolete - Extension Shaft | 0
020 | Silicone Grease | 18
021 | Obsolete - Threeway valve key | 0
0213 | Obsolete -Conversion kit LPG - | 0
0215 | Obsolete Conversion kit LPG | 0
0216 | Front Seal | 5.3
0218 | Retaining Ring | 6.3
0219 | Shuttle | 22
0220 | Obsolete - Screw | 0
0221 | Washer | 1.1
0225 | Obsolete - Eclipse Fan Adapter | 0
0226 | Diaphragm (6 Screw) | 7.8
0292 | Obsolete | 0
029370 | Use 029620 | 0
029373 | Obsolete - Casing (Right Side) | 0
029374 | Obsolete - Casing (Left Side) | 0
029375 | Obsolete - Casing (Front) | 0
029376 | Obsolete - Fixing Plate | 0
0296 | Obsolete | 0
029620 | Obsolete - Casing (Top) | 0
0298 | Obsolete - 0.75 jet | 0
0301 | Obsolete - Nylon Plate | 0
0309 | Front Seal | 14
03165 | Thermal Store | 479
0338 | Obsolete | 0
0340 | Obsolete | 0
0341 | Fibre Washer | 2.2
0349 | O'Ring | 0.4
0363 | Obsolete - Insulation Panels For Chamber | 0
0364 | Obsolete - By pass plug | 0
0365 | Obsolete - ByPassSpring | 0
0366 | Obsolete - Filter (Cold Water Inlet) | 0
0367 | Obsolete - Flow Regulator | 0
0371 | Washer | 1.6
0373 | Obsolete - O Ring | 0
0378 | Obsolete - Water Flow Regulating Screw | 0
0379 | Obsolete - By pass plug | 0
0380 | Obsolete - By pass plug & spring | 0
0381 | Venturi | 3.3
0382 | Obsolete - Insulation Panels for chamber | 0
0394 | NG Spring | 2.5
0395 | Obsolete - Aluminum Spring | 0
0402 | Obsolete - Gas valve solenoid | 0
0407 | Obsolete - Pipe | 0
04213 | Use 04227 Insulation panel | 0
04223 | Use 04227 | 0
04227 | Obsolete - Insulation Cover | 0
0439 | Auto Air Vent | 13
0442 | Air Box Clip | 5.1
0443 | Obsolete - Instrument Panel | 0
0444 | Obsolete - Instrument panel | 0
0445 | Obsolete - Instrument Panel | 0
0533 | PCB - Replaced 10022533 and 2201 | 276
0536 | Nylon Plate | 12
05420 | Obsolete - Bracket | 0
05422 | Obsolete - Clip (R102906) | 0
0549 | Obsolete - Auto By-Pass Retaining Cap | 0
0550 | Obsolete - Spring for Gas Valve | 0
0552 | Obsolete - Spring For Auto By-Pass (Large) | 0
0554 | O'Ring | 0.5
0555 | Spring | 1.3
0556 | By-pass Bearer Plate | 5
0557 | Diaphragm | 6.6
05589 | Bar | 21
0563 | Obsolete - Gas Valve Operator | 0
05660 | Bracket | 15
05800 | Obsolete - Bracket (R102918) | 0
05801 | Elbow (102921) | 46
05802 | Elbow | 21
05803 | Tube | 23
05808 | Clip | 9
0587 | N.G Jets 1.35 | 0.5
0588 | Obsolete - Towns Gas Jet | 0
0594 | N.Gas to LPG Conversion Kit | 14
0598 | Obsolete - Gas Valve Governor | 0
0600 | Obsolete - Screw | 0
0602 | Obsolete - Solenoid | 0
0604 | .77 jet | 0.9
0615 | Obsolete - Governor | 0
0618 | Obsolete - Wiring Harness | 0
0620 | Obsolete | 0
0623 | Obsolete - ClockWire | 0
0628 | Obsolete - Microswitch | 0
0637 | Obsolete - 0.80 jets | 0
0642 | Obsolete | 0
0652 | Obsolete | 0
0658 | Microswitch | 20
0659 | Obsolete | 0
0661 | Obsolete - Flow Cup | 0
066314 | Obsolete - Badge | 0
0666 | Obsolete - By Pass Shutter | 0
0667 | Obsolete - O'Ring | 0
0680 | Obsolete - Solenoid | 0
0681 | Obsolete - Spark Coil | 0
0704 | Obsolete - O'Ring | 0
0706 | O'Ring | 1.6
0709 | Spring | 1.2
0714 | Diaphragm | 5.5
0716 | O'Ring | 0.5
0717 | Plate | 5.9
0736 | Obsolete - Clock Wires | 0
0737 | Obsolete - Wire Use 0738 | 0
0749 | Obsolete | 0
0750 | Use 7625 | 0
077000 | Obsolete - (R102399) | 0
077085 | Use 1859 | 0
077086 | Use 1860 | 0
077939 | Use 10027352 | 0
078125 | Obsolete - Control Panel | 0
078127 | Linea max wiring harness | 194
078128 | Obsolete - Cover (R102934) | 0
078129 | Control Panel Flap | 21
078130 | Linea max wiring (inc h/l stat) Use 078127 | 0
078139 | Pressure Gauge | 16
078140 | Use 106326 | 0
078617 | Thermostat - Linea Max/Meteor | 16
0795 | Washer | 0.9
0803 | Obsolete | 0
0809 | Use 01005178 | 0
0811 | Use 01005178 | 0
0828 | Single Microswitch | 15
0851 | Nut | 7.5
0852 | By-Pass Bobbin | 3.7
0855 | Front Seal | 7.4
0856 | Front Seal Bush | 9
0857 | Spring | 5.2
0858 | Spindle Set | 20
0862 | Tail Plate | 33
0863 | 3 Port Valve | 20
0866 | Obsolete - Screw For Domestic Manifold | 0
08665 | Use 10029306 | 0
0867 | Front Seal | 5.3
0869 | Bearer Plate | 7.7
0870 | Diaphragm | 6.1
0873 | Obsolete - Non Return Nylon Body | 0
0874 | Obsolete - 1 Inch Nut | 0
0875 | Obsolete - Nylon Shuttle | 0
0876 | Obsolete - Dist Manifold | 0
0877 | Obsolete - Filter | 0
0878 | Obsolete - Non Return Brass Bod | 0
088031 | Use 10021792 | 0
088042 | Obsolete | 0
088106 | Pipe | 57
088107 | Pipe | 37
088108 | Pipe | 43
088110 | Pipe | 33
088111 | Pipe | 30
088112 | Pipe | 49
088113 | Gas Pipe | 30
088114 | Gas Pipe | 29
088115 | Pipe | 39
088116 | Pipe | 30
088117 | Obsolete - Pipe | 0
088118 | Pipe | 26
088119 | Brass Connection | 16
088120 | Use 1488 | 0
088122 | Manifold | 388
088124 | Use 1786 | 0
088125 | Obsolete - Valve | 0
088126 | Use 1788 | 0
088127 | Use 1789 | 0
088128 | Use 1790 | 0
088129 | Use 1791 | 0
088131 | Use 1793 | 0
088132 | Filling Loop Pipe (Straight Tube) | 24
088133 | Use 1821 | 0
088134 | Use 1822 | 0
088135 | Obsolete - Valve | 0
088136 | Obsolete - Nut | 0
088137 | Use 1824 | 0
088140 | Filliing loop (2 right angles) | 37
088153 | Obsolete - Nut Small | 0
088155 | Obsolete - Domestic Heat Exchanger | 0
088181 | Expansion Vessel 10 Litre | 117
088383 | Flow Restricter 18 litre | 11
08948 | Obselete - Thermal Store Complete | 526
0903 | Obsolete - Fan Support Kit | 0
0934 | Use 0594 | 0
0935 | Obsolete - Conversion Kit to NG | 0
0940 | Obsolete -Ignition Box | 0
0950 | Obsolete - Ignition Box | 0
0963 | Use 01005272 | 0
0975 | Pressure Switch | 56
0978 | Obsolete - Pressure Switch | 0
099862 | Use 10025074 | 0
099864 | Use 1837 | 0
10020041 | 11L Flow govenor (Beige) | 5
10020054 | Obsolete - Wiring Harness | 0
10020076 | Expansion Vessel Pipe | 14
10020104 | Burner (replaces 5295) | 106
10020216 | Obsolete - Cover Assembly | 0
10020217 | Cover Assembly | 62
10020223 | Use 0225 | 0
10020265 | NG Injector | 11
10020305 | Obsolete - Cable | 0
10020308 | Obsolete -Logo Support | 0
10020330 | Use 10022349 | 0
10020335 | Manifold Top Rep 2904 | 11
10020430 | Air box cover rep 2061 | 73
10020437 | Use ERP Pump 20104311 | 0
10020438 | Use ERP Pump 20104311 | 0
10020439 | Heating manifold | 88
10020477 | Use 10024558 | 0
10020478 | Use 10024528 | 0
10020493 | Main Printed Circuit Board | 208
10020511 | Obselete - Burner Nat Gas | 144
10020512 | Obsolete -Burner LPG | 0
10020513 | Main Heat Exchanger | 226
10020514 | Combustion Chamber Assembly | 27
10020517 | Front Insulation Panel for Combustion Chamber | 20
10020518 | Rear Insulation Panel for Combustion Chamber | 20
10020519 | Flow Pipe | 16
10020520 | Obsolete -Flow Pipe | 0
10020521 | Obsolete - Pump Pipe | 0
10020522 | Use 10024731 | 0
10020523 | White Bracket | 11
10020524 | Lower Connection Plate | 9
10020525 | Obsolete - Fixing jig support | 0
10020529 | M3 to Heat NTC,High limit stat,Burner stat & AnalogPD Switch | 55
10020530 | M5 to DHW NTC, Water PD switch & DHW flow switch Loom | 27
10020597 | Use 01005085 (Complete Frame) | 0
10020599 | Use 01005085 (Complete Frame) | 0
10020601 | Obsolete - Appliance Casing | 0
10020603 | Obsolete - Distribution Panel | 0
10020604 | Obsolete UpperTransversepanel | 0
10020605 | Obsolete LowerTransversePanel | 0
10020607 | PCB Cover | 23
10020608 | Obsolete - Cover Panel | 0
10020609 | Obsolete - Tap | 0
10020610 | Obsolete - LED Lens Tube | 0
10020611 | Obsolete - Pin | 0
10020612 | Pipe | 35
10020613 | Room sealed Chamber | 97
10020615 | Obsolete - M1 to High limit stat & Gas valve | 0
10020616 | M6 to Fan & PD switch | 38
10020617 | Obsolete-M4 to DHW NTC,Heat NTC,DHW Flow swtch,PD swtch&Mod | 0
10020621 | Use 10022658 | 0
10020622 | Pressure Gauge | 24
10020624 | Test Plate | 1.8
10020625 | Square Plastic Nut underneath Test Plate | 2.8
10020626 | Stop Clip (individual) | 0.7
10020627 | Obsolete - Fumes Testing Connection Pipe | 0
10020631 | Obsolete | 0
10020645 | Obsolete - Mode Selector Knob | 0
10020647 | Use 10020893 | 0
10020648 | Obsolete - Pipe | 0
10020649 | Obsolete - Wiring Harness | 0
10020661 | Obsolete - Air Box Bottom | 0
10020664 | Pipe | 32
10020666 | Obsolete - Pipe | 0
10020667 | Gas Pipe | 15
10020668 | Obsolete - Connection | 0
10020669 | On/Off Shaft | 4.9
10020670 | Temperature Shaft | 4.9
10020674 | Knob | 5.5
10020676 | LED Light Guide | 6
10020679 | Case - Aquanova | 68
10020684 | Door Panel | 3.4
10020687 | Use 10028996 | 0
10020688 | Full Loom | 125
10020707 | Distribution Manifold | 339
10020714 | Pipe | 19
10020754 | Obsolete - Clock Blanking | 0
10020781 | Obsolete - Pipe | 0
10020793 | Fan Assembly (Includes Venturi) | 105
10020799 | Obsolete - Heating Manifold | 0
10020838 | Use 20040675 | 0
10020839 | Expansion Vessel | 135
10020840 | Expansion Vessel | 109
10020857 | Use 0225 | 0
10020871 | Non-Return/Double-Check Valve | 24
10020885 | Obsolete - Gas Pipe | 0
10020886 | Obsolete - Pipe | 0
10020887 | Obsolete - Pipe | 0
10020889 | Air Pressure Switch | 46
10020890 | Pressure Switch | 44
10020891 | Obsolete - Control panel | 0
10020893 | Obsolete - Mode selector shaft | 0
10020894 | Obsolete -Air Chamber | 0
10020896 | Obsolete - Option hanging bracket | 0
10020897 | Gas Cock | 28
10020898 | Safety Valve Outlet Tail | 12
10020951 | Obsolete -Front Panel | 0
10020963 | Use 10023603 | 0
10020966 | Front Flap | 20
10020967 | Lower control panel right hand | 9
10020968 | Lower control panel left hand | 9
10020973 | Obsolete - Casing | 0
10021005 | Connection | 26
10021006 | Filling valve | 11
10021021 | Use 10025074 | 0
10021041 | Flow Pipe | 22
10021065 | M3 to Heat NTC,High limit stat,Burner stat & Analog PD swtch | 50
10021080 | Auto Thread Screws for 10028420 Air Gas conveyor | 1.7
10021108 | M3 to Heat NTC,High limit stat,Burner stat & Analog PD swtch | 65
10021115 | Obsolete - Clip | 0
10021117 | M9 to M2 Ribbon cable -Main PCB to Display PCB-Replaced 2701 | 9
10021120 | Inst. Panel Back Pan | 29
10021127 | Instrument Panel | 41
10021128 | Instrument Panel | 19
10021131 | Upper Proof | 16
10021231 | Main Heat Exchanger | 179
10021232 | Main Heat Exchanger | 204
10021233 | Wiring Tray | 12
10021235 | Use 20147769 | 0
10021236 | M3 to Heat thermistor - High limit stat & PD switch | 38
10021240 | Flow Pipe | 28
10021241 | Flow Distribution Pipe | 27
10021251 | Manifold Extension | 5.5
10021252 | Obsolete - Air box bottom | 0
10021253 | Gas Valve | 161
10021254 | Gas Valve Outlet Pipe | 14
10021255 | Spark Electrode Inc Lead | 17
10021256 | Obsolete -Return Pipe | 0
10021257 | Flow Pipe | 19
10021258 | Return Pipe | 19
10021259 | Flow Pipe | 22
10021260 | Obsolete - Mynute 10e Instrument Panel | 0
10021262 | Use 10029470 | 0
10021263 | Selection Switch Shaft | 2.3
10021264 | Obsolete - T/Stat & Mode Knob | 0
10021265 | Obsolete - PCB Cover | 0
10021266 | Obsolete - Terminal Block Cover | 0
10021267 | Obsolete - LED Lens | 0
10021268 | J3 to Gas valve & Water PD Switch and J4 to the Pump Wire | 53
10021269 | J6 to Fan PD swtch, High limit stat & J7 to Heat NTC (TOP) | 69
10021270 | J6 to Fan PD swtch,High limit stat & J7 to Heat NTC (BOTTOM) | 35
10021271 | Wiring Socket Mynute 10/14/20E | 35
10021272 | Ignition Transformer with Wires | 17
10021273 | Use 1783 and cut down | 0
10021287 | Obsolete - Mynute 14E Instrument Panel | 0
10021288 | Obsolete - Air Box bottom | 0
10021289 | Obsolete -Return Pipe | 0
10021290 | Obsolete - Flow Pipe | 0
10021291 | Mynute 20E Instrument Panel | 41
10021293 | Obsolete - Distribution Manifold | 0
10021294 | Obsolete - Distribution Manifold | 0
10021367 | Main Heat Exchanger | 290
10021398 | Use 10025985 | 0
10021407 | Wiring harness | 27
10021419 | Main heat exchanger | 274
10021420 | Flue Gas Flange | 2.2
10021519 | Obsolete - Frame | 0
10021558 | Glass | 14
10021568 | Use 10024779 | 0
10021570 | Obsolete - Cover assembly | 0
10021625 | Non return valve | 1.9
10021702 | Obsolete - 33mm Flue Restrictor Ring (Mynute 1 | 0
10021726 | Venturi for Fan | 15
10021730 | 44mm Flue Restrictor Ring | 2.2
10021792 | Use 20104311 ERP Pump | 0
10021817 | Spark Electrode Cable | 27
10021821 | Heating Distribution Manifold | 103
10021847 | Use 20205196 | 0
10021848 | Use 10028891 | 0
10021849 | PCB Cover Rep 1855 | 22
10021899 | Connection | 30
10021901 | Non return valve | 20
10021906 | Pipe | 21
10021947 | M14 to Ignition PCB & Gas valve Wiring | 53
10021949 | Use 10027540 | 0
10021951 | Instrument Panel | 50
10021972 | Fan Connection | 24
10021973 | Fumes testing connection pipe | 4.8
10021984 | Use 10029470 | 0
10021991 | Use 10022659 | 0
10022000 | Pipe - Replaces 2218 | 24
10022002 | Flexible Pipe | 22
10022015 | Instrument Panel Replaces 1919 | 52
10022027 | Use 10025891 | 0
10022029 | Instrument panel - Replaced 2075 | 45
10022112 | M4 to Ignition PCB & Mod coil | 18
10022125 | Pipe | 21
10022174 | Use 10028890 | 0
10022229 | Use 20078519 | 0
10022278 | Obsolete - Ht Exc Field fix | 0
10022279 | Obsolete -Ht Exc Field fix | 0
10022282 | Obsolete - Ht Exc Field fix | 0
10022333 | Obsolete - Eclipse 2 Wiring Harness | 0
10022348 | Use 10022349 | 0
10022349 | DHW Actuator replaces 10020330 | 37
10022352 | Use 10024731 | 0
10022355 | Obsolete - Wiring Harness | 0
10022388 | Air box bottom | 44
10022424 | Shaft | 1.8
10022441 | Gas Valve | 237
10022442 | Obsolete - Gas Pipe | 0
10022443 | Obsolete - Inlet gas pipe | 0
10022444 | Obsolete - Eclipse Pump couplin | 0
10022445 | Obsolete - Eclipse flow pipe | 0
10022450 | Obsolete - Air Conveyor | 0
10022451 | Obsolete - Gas Diaphagm | 0
10022453 | Main Burner Injector LPG | 7.6
10022483 | Obsolete - M1 to motorised valve wiring harness | 0
10022491 | Use 10028996 | 0
10022499 | Connection (replaces 2260) | 5
10022518 | Venting plug | 15
10022530 | Obsolete - Pipe | 0
10022533 | Use 0533 | 0
10022556 | Pressure switch condensing | 26
10022570 | Cap | 6.3
10022614 | Fumes test conn pipe | 5.2
10022620 | Obselete - Side Insulation Panel for Combustion Chamber | 20
10022621 | Use 10022620 | 0
10022622 | Fan flue connection | 6.8
10022626 | Pipe | 21
10022658 | Connection | 18
10022659 | Ignition Transformer rep 10021991 | 24
10022666 | Actuator cable | 21
10022667 | Combustion cable | 36
10022668 | Gas valve cable | 22
10022671 | Obsolete - Bracket | 0
10022672 | Obsolete - Room Sealed Chamber | 0
10022685 | Obsolete - Eclipse 226 ESC PCB NG & LPG | 0
10022686 | Obsolete - Eclipse 226 ESS PCB NG & LPG | 0
10022687 | Obsolete - Eclipse 216 ESS PCB NG & LPG | 0
10022688 | Use 10022685 | 0
10022689 | Use 10022686 | 0
10022690 | Use 10022687 | 0
10022714 | Flue draught diverter | 46
10022715 | Combustion chamber | 83
10022718 | Fan | 116
10022726 | Washer | 3.2
10022727 | Obsolete - NG burner | 0
10022826 | LED light guide | 4.4
10022853 | Fan (replaces 8891&1018) | 272
10022859 | Obsolete - Pipe | 0
10022860 | Obsolete - Door panel | 0
10022867 | Obsolete - Siphon Connection | 0
10022868 | Obsolete - Siphon Pipe | 0
10022980 | NG burner | 176
10022981 | Hydraulic control cable | 28
10023011 | Cover | 20
10023044 | Bush (replaces 1863) | 2.3
10023048 | Fan to Flue Connector - Includes Venturi's | 14
10023051 | Obsolete - Instrument panel | 0
10023065 | Use 10020898 | 0
10023066 | Terminal Block and wires | 30
10023067 | M5 to Water pressure switch wiring | 19
10023071 | Knob | 2.1
10023073 | Valve | 18
10023095 | Air Box Bottom | 65
10023122 | Knob | 6.5
10023136 | Power wiring harness | 10
10023168 | Obsolete - NG burner | 0
10023169 | Obsolete - Burner | 0
10023181 | Fan/Flue Connector (includes Venturis) | 17
10023182 | Flue elbow | 17
10023183 | Fan/Flue Connector (Includes Venturi's) | 54
10023185 | Venturi | 1.8
10023195 | Obsolete - Pipe | 0
10023198 | Pipe | 28
10023202 | Pipe | 19
10023203 | Pipe | 32
10023208 | Obsolete - Pipe | 0
10023209 | Pipe | 17
10023210 | Obsolete - Pipe | 0
10023211 | Obsolete - Pipe | 0
10023235 | Vent Plug | 4.5
10023238 | Cover assembly | 36
10023276 | Obsolete - Flue Gas Flange | 0
10023277 | Obsolete - Instrument panel | 0
10023279 | Use 10027792 (log book incl) | 0
10023281 | Obsolete - Instrument panel | 0
10023297 | Display PCB | 154
10023299 | Input Printed Circuit Board | 99
10023347 | Instrument Panel | 45
10023431 | Thermo-pressure gauge | 37
10023432 | Use 10026050 | 0
10023451 | Gas Injector (Worgas) | 5
10023476 | Obsolete - PCB Holding | 0
10023477 | Obsolete - Cover | 0
10023478 | Use 2033 | 0
10023479 | Main Printed Circuit Board | 490
10023482 | Domestic Heat Exchanger - Replaced 1957 and 20208198 | 129
10023483 | Obsolete - Ht Exchanger Jacket | 0
10023486 | Roomsealed Chamber | 99
10023493 | Obsolete - Connection | 0
10023495 | Siphon | 69
10023530 | Use 10026272 | 0
10023531 | Siphon Plug | 9
10023532 | Locking Pin | 14
10023533 | O Ring | 1.5
10023537 | Printed Circuit Board - Green | 250
10023549 | Main Printed Circuit Board | 562
10023566 | Heating Flow Cock/Service Valve | 36
10023567 | C-Water inlet valve/Stop Cock - Screws into non return valve | 35
10023568 | Supply inlet valve | 25
10023569 | Non-Return/Double-Check Valve | 25
10023570 | Flexible Pipe/Filling Loop | 27
10023571 | Obsolete - Bracket | 0
10023573 | Obsolete - Pump Cable | 0
10023574 | Obsolete - Pipe | 0
10023575 | Obsolete - Pipe | 0
10023576 | Obsolete - Pipe | 0
10023577 | Obsolete - Pipe | 0
10023578 | Obsolete - Pipe | 0
10023579 | Obsolete - Pipe | 0
10023580 | Obsolete - Connection Pipe | 0
10023582 | Membrane Keypad | 65
10023583 | Obsolete - LED Light Guide | 0
10023584 | Obsolete - Diverter valve cable | 0
10023585 | Use 10024392 | 0
10023586 | Obsolete - Flat Cable (Hydra) | 0
10023587 | Wiring M6 to DHW Thermistor (NTC3) | 13
10023589 | Obsolete - Outer casing - Hydra | 0
10023603 | Flexible Expansion Pipe | 23
10023643 | S.Valve outlet tail repl 1792 | 21
10023651 | Use 20005146 | 0
10023661 | Main heat exchanger Rep 20005151 | 295
10023681 | Obsolete - Cover Panel | 0
10023697 | Obsolete - Pipe | 0
10023698 | Washer | 0.6
10023699 | Washer | 0.6
10023763 | Display board | 75
10023764 | Use 10024393 | 0
10023772 | Obsolete - Door Panel | 0
10023774 | Obsolete - Door Panel | 0
10023798 | Obsolete - Burner | 0
10023799 | Burner | 56
10023805 | Metal Air Box Hole Cap | 11
10023810 | Door Panel | 13
10023812 | Obsolete - Cover | 0
10023816 | LED Light Guide | 3.4
10023817 | Use 10030336 | 0
10023818 | Use 10030335 | 0
10023822 | Obsolete - Case | 0
10023823 | Obsolete - Compact 28 Case | 0
10023834 | Obsolete - Burner | 0
10023836 | Use 20020377 | 0
10023838 | CN8 to Main NTC,Air Press swtch,High limit stat & CN4 to Fan | 57
10023840 | CN1 to M3 external connections block | 49
10023878 | Main Heat exchanger | 340
10023891 | Membrane keypad | 70
10023892 | Obsolete - LED Light guide | 0
10023901 | Burner | 86
10023902 | Main burner injector manifold | 68
10023904 | Air box bottom | 97
10023907 | Fan Assembly Includes Venturi | 154
10023908 | Air Pressure Switch | 54
10023909 | Rear Insulation Panel for Combustion Chamber | 18
10023910 | Front Insulation Panel for Combustion Chamber | 19
10023928 | Cover Assembly | 46
10023931 | Obsolete | 0
10023933 | Use 20001126 -Needto change Fascia compnents for New Version | 0
10023935 | Obsolete - Clock bezel for 10028496 & 10023938 | 0
10023936 | Use 10030336 | 0
10023937 | Obsolete - Control Knob- Change fascia compnents for New Ver | 0
10023938 | Use 10028496 | 0
10023939 | CN5toGas,CN2toPump,CN9toWaterPDswtch,Mod,DHW NTC&DHW Flow | 57
10023940 | M6 (Conections block) to Clock | 12
10023942 | Use 10027793 (log book incl) | 0
10023945 | Roomsealed Chamber | 154
10023946 | Main Heat exchanger | 474
10023947 | Long Pipe from Heat Exchanger | 26
10023948 | Flexiible Pipe (Black Rubber Section at End) | 24
10023949 | Obsolete - Pipe | 0
10023950 | Pipe | 20
10023996 | Gas Pipe | 17
10023997 | Obsolete - Burner Flange | 0
10024019 | Press Gauge (Old Type) Sits Behind Control Panel | 17
10024026 | Clamp | 6.1
10024035 | Fan | 192
10024037 | Use 20020309 | 0
10024042 | 46mm Restrictor Ring | 3.2
10024043 | 47mm Restrictor Ring | 3.2
10024044 | 49mm Restrictor Ring | 3.2
10024067 | Obsolete-CN8 to Heat NTC,PD swtch,DHW Flo swtch & CN4 to Fan | 0
10024112 | Siphon | 51
10024120 | M3 to Heat NTC,High limt stat,Burner stat& PD swtch (M1&M12) | 64
10024121 | Use 20006403 | 0
10024125 | Hood Assembly | 44
10024126 | Clamp | 21
10024129 | Short Pipe from Condense Unit | 29
10024130 | Pipe | 21
10024131 | Pipe | 19
10024132 | Use 20068881 | 0
10024133 | Siphon plug | 5.4
10024136 | Retarder | 75
10024137 | Fan flue connection | 41
10024140 | Use 10025212 | 0
10024141 | O ring | 17
10024142 | O ring | 0.7
10024143 | O ring | 12
10024157 | CN8 To Primary NTC - PD Switch & High Limit. CN4 to Fan | 34
10024166 | Obsolete - Air Box Side | 0
10024173 | Use 10024976 | 0
10024191 | Pressure tube | 1.7
10024230 | Fan | 300
10024295 | Use 20015932 | 0
10024301 | Main Heat exchanger | 252
10024310 | Flue Hood assembly | 24
10024311 | Short Pipe from Condense Unit | 28
10024312 | Pipe | 23
10024313 | Pipe | 18
10024314 | M3 to Heat NTC, High Limit,Burner Stat & Analog Press swtch | 70
10024323 | Obsolete - Blanking Plate | 0
10024326 | Use 10024731 | 0
10024336 | Clip | 8
10024342 | M5 to DHW thermistor, Water PD switch & DHW flow switch | 23
10024364 | Obsolete - Plate (replaces S10013) | 0
10024384 | Use 1817 | 0
10024390 | Main Printed Circuit Board | 321
10024392 | X1 - X2 - X3 - X4 Near Full Loom | 219
10024393 | X1 - X2 & X3 Near full loom | 175
10024440 | Use 20068882 Plastic Pipe | 0
10024449 | Use 20081537 | 0
10024462 | 9L Flow govenor (Orange) | 6.7
10024463 | NG Burner | 124
10024464 | Obsolete - LPG burner | 0
10024466 | M4 to Ignition PCB & Gas valve Wiring | 18
10024467 | Use 10027794 | 0
10024468 | Linea 726/730/735 user man | 0
10024473 | Hood Assembly | 39
10024498 | Instrrument Panel | 24
10024508 | Door panel rep 10024530 | 19
10024518 | Pipe | 31
10024519 | Pipe | 21
10024520 | Pipe | 22
10024521 | Use 20068884 | 0
10024522 | M12 To Fan,M1 to Condnse,M3 to PD Swtch,Hi Limit,Burner&NTC | 69
10024524 | Ng burner | 140
10024526 | Fan | 164
10024528 | Use 20205196 | 0
10024530 | Use 10024508 | 0
10024554 | Use 20028963 | 0
10024558 | Control Printed circuit board - rep 10020477 | 90
10024573 | Obsolete | 0
10024577 | Fan | 211
10024578 | Main heat exchanger | 243
10024579 | Main heat exchanger | 304
10024580 | Main heat exchanger | 298
10024627 | Domestic Heat Exchanger - Replaced 20189868 and 20132277 | 120
10024640 | Connection - Replaced 10030114 | 12
10024641 | By-pass casing | 16
10024642 | Bypass body | 13
10024643 | Cover for by-pass assembly (Two holes) | 12
10024645 | Automatic by-pass plug | 5.2
10024646 | Discharge Valve with O ring (10025064) & Washer (10025066) | 8.6
10024647 | Connection | 4.3
10024662 | Expansion vessel | 149
10024668 | Obsolete - Pipe | 0
10024669 | Roomsealed chamber | 78
10024670 | Combustion Chamber Front Cover - Replaced 2228 | 17
10024672 | Pipe | 32
10024673 | Pipe | 50
10024676 | Front cover | 26
10024680 | LED light guide | 18
10024681 | Gear wheel | 6.9
10024682 | Gear wheel | 7.4
10024686 | Hole cover | 5.7
10024687 | Hole cover | 9
10024688 | Obsolete - Hole cover | 0
10024689 | CN1 To Fused Terminal Block & Control Terminal Block | 51
10024692 | Casing kit for Rain boiler | 164
10024710 | Limit thermostat | 13
10024718 | Spreader bar | 8.6
10024731 | Printed circuit board | 302
10024740 | Hydraulic control cable | 20
10024742 | Burner injector manifold | 59
10024745 | Air Box Bottom | 58
10024751 | Combustion chamber | 50
10024752 | Burner (NG) | 112
10024756 | Obsolete - Instrument panel | 0
10024757 | Obsolete - Front flap | 0
10024759 | Use 10027801 | 0
10024779 | Use 20118530 | 0
10024794 | Combustion Chamber Front (Metal) | 11
10024799 | Pipe | 21
10024800 | Pipe | 21
10024801 | Pipe | 20
10024802 | Pipe | 30
10024957 | Use ERP Pump 20185332 | 0
10024958 | Locking Pin | 1.1
10024976 | Rear cover | 14
10024982 | Pipe | 10
10024983 | Pipe | 12
10024985 | Nipple | 12
10024986 | Locking Pin | 1.1
10024987 | Flow governor 10 Litres Per Minute (Blue) | 7
10024988 | O ring | 0.8
10025055 | Use 20044364 | 0
10025056 | Non return valve | 5.6
10025057 | Pipe | 12
10025059 | Connection | 13
10025060 | Filling Cock | 34
10025061 | Use 10027351 | 0
10025062 | Locking Pin | 2.8
10025063 | Locking Pin | 1.1
10025064 | O ring | 5.8
10025065 | O ring | 2
10025066 | Washer | 3.6
10025067 | O ring | 2.7
10025068 | Silicone Tube | 2.8
10025074 | Use 20035533 (R106332) (R102866) | 0
10025080 | Flow governor 12 Litres per Minute (Red) | 7
10025188 | Flexible pipe for Expansion vessel | 17
10025212 | Condensing level detector | 45
10025270 | NG Burner | 64
10025271 | Main burner injector manifold | 51
10025304 | Actuator/Motorised valve | 71
10025305 | 3 way valve cartridge | 74
10025312 | Electric connections kit | 134
10025340 | Printed circuit board - Green | 255
10025348 | Pressure gauge Carier | 9
10025368 | Wiring harness | 80
10025370 | CN4 to fan & CN8 to NTC - Limit stat & flue press switch | 48
10025449 | Curved Locking Pin | 2.5
10025450 | Fixing fork wrench | 15
10025461 | Injector 4.8 | 12
10025468 | Use 1844 and Modify otherwise Obsolete | 0
10025485 | Auto air vent bottle (Pump) | 21
10025647 | Obsolete - Fan Baffle | 0
10025726 | Use 20001140 | 0
10025728 | Obsolete - Sabre 24 casing | 0
10025731 | Obsolete - Fixing flange | 0
10025733 | Water supply stop cock | 25
10025739 | Obsolete - Sabre 28 casing | 0
10025833 | Obsolete | 0
10025839 | Pipe - Use in place of 20011423 | 19
10025840 | Pipe | 14
10025842 | Front Panel | 23
10025891 | Spark / ignition electrode with lead | 21
10025911 | Main Printed Circuit Board | 324
10025934 | Obsolete - Hood assembly | 0
10025935 | Combustion chamber | 17
10025938 | Fan | 171
10025941 | Combustion - Fan cable | 73
10025961 | Obsolete - Pipe | 0
10025962 | Obsolete - Pipe | 0
10025963 | Obsolete - Pump cable | 0
10025985 | Spark / ignition electrode with lead Rep 10021398 | 18
10026008 | Use 20082104 | 0
10026031 | Ignition transformer TR6 with wires | 13
10026041 | Flow governor 13 Litres per Minute (Olive Green) | 6.7
10026042 | Flow governor 15 Litres per Minute (Lime Green) | 6.5
10026043 | Flow governor 8 Litres Per Min (White) | 6.8
10026044 | Flow governor 9 Litres Per Minute (Orange) | 5.8
10026045 | Flow governor 11 Litres per Minute (Beige) | 5.8
10026046 | Flow governor 14 Litres per Minute (Pink) | 6.7
10026050 | Thermo-Pressure gauge | 42
10026071 | Obsolete - Instrument panel | 0
10026097 | Obsolete - Plug | 0
10026098 | CN5 to Gas Valve, CN9 to Water PD switch ,Mod & CN2 to Pump | 36
10026102 | Burner | 50
10026116 | Cover | 39
10026164 | Obsolete - Case | 0
10026179 | Casing - Compact 29HE / Procombi 100HE | 106
10026193 | Pipe | 19
10026194 | Use 20092620 | 0
10026203 | Obsolete - Casing - Sabre 25 HE | 0
10026228 | Pipe | 22
10026230 | Roomsealed chamber cover | 47
10026231 | Roomsealed chamber side | 33
10026232 | Test Point Cap | 2.9
10026236 | Transformer with wires that connect onto CN01 | 98
10026237 | Use 20002969 | 0
10026238 | Use 10029365 | 0
10026239 | Cover assembly | 36
10026240 | Use 20007052 | 0
10026241 | Obsolete - Casing | 0
10026247 | Pressure gauge | 24
10026264 | Pipe | 21
10026265 | Obsolete - Pipe | 0
10026266 | Obsolete - Pipe | 0
10026267 | Pipe (Rep 10027317) | 31
10026268 | Obsolete | 0
10026269 | Clip | 1.1
10026272 | Flexible Pipe | 9
10026273 | Use 20081926 | 0
10026275 | Auto air vent (Brass) Replaced 10029306, 4026248 and 100618 | 22
10026309 | Use 10028420 | 0
10026310 | Use 20007053 | 0
10026311 | Use 10028421 | 0
10026316 | Sensing electrode | 13
10026317 | Use 10028204 | 0
10026318 | Gas pipe | 18
10026322 | Use 20206647 | 0
10026323 | Washer | 14
10026324 | O ring | 3.1
10026325 | O ring | 2.7
10026328 | Glass assembly | 9
10026329 | Silver Metal Bracket for Conveyor on Linea HE | 2.3
10026330 | Wiring J15 & CN3 to M10 connector (external sensor/U.H.T) | 45
10026331 | J9 to Motorised Valve (Has 2nd pump connect for underfloor) | 20
10026332 | CN02 toFan&CN1 to Condnse,Flow & Retrn NTC (With J12&Condns) | 54
10026333 | J3 Mains terminal block & wires | 34
10026335 | Obsolete - Low tension cable | 0
10026336 | J10 to Gas valve cable | 27
10026337 | CN01 to Fan transformer | 28
10026338 | J8 to Pump Wiring Harness | 17
10026339 | Use 10028363 | 0
10026341 | Ribbon Cable | 17
10026342 | Cable Connector | 8.5
10026345 | Black Rubber Washer | 7.6
10026346 | Silicone pipe | 0.7
10026355 | Combustion chamber cover | 8.5
10026359 | Obsolete - Venturi | 0
10026366 | Washer | 5.9
10026372 | Obsolete - Hood Assembly | 0
10026384 | Cover | 38
10026404 | Printed Circuit Board (Small) | 32
10026405 | Obsolete - Hood assembly | 0
10026406 | Obsolete | 0
10026407 | Fan | 189
10026408 | Obsolete - Combustion Fan cable | 0
10026409 | Use 10027795 (log book incl) | 0
10026412 | Obsolete - Pipe | 0
10026413 | Obsolete - Pipe | 0
10026422 | Pipe | 19
10026423 | Pipe | 19
10026424 | Pipe | 17
10026429 | Opentherm ribbon Cable | 41
10026475 | Use 10027599 | 0
10026491 | Use 10028202 (expl diag incl) | 0
10026494 | O ring | 0.8
10026506 | Heating manifold | 93
10026507 | Valve | 82
10026508 | Htg manifold & cartridge (3 P V kit) | 84
10026545 | Pipe | 5.8
10026547 | Obsolete - Linea HE ht exch (Special) | 0
10026548 | Use 10028537 | 0
10026552 | Pipe | 19
10026558 | TSC1 (ignition transformer) to Spark electrode Wiring | 12
10026671 | Fixing Flange | 4.4
10026686 | Connection band CN4 to J1 on display PCB | 9
10026698 | Use 10028203 | 0
10026701 | Obsolete - Pipe | 0
10026703 | Obsolete - Gas Pipe | 0
10026721 | Thermostat | 18
10026771 | Use 10026098 | 0
10026791 | Use 20152306 | 0
10026796 | Fan Gasket | 7.8
10026857 | Fitting/Union | 39
10026866 | Casing | 174
10026933 | Block with combustion analysis check | 10
10026982 | Limit stat | 11
10026983 | Use 10027360 | 0
10027015 | Use 20000773 | 0
10027040 | Flexible pipe | 6.3
10027051 | Fan | 324
10027074 | Flexible pipe | 4.8
10027089 | Use 20046833 | 0
10027132 | Use 10028142 | 0
10027135 | Pressure gauge | 24
10027146 | Pipe | 32
10027158 | CN2 to DHW Pressure sensor,DHW Flow switch,DHW temperature | 33
10027159 | LPG Injector (3.6) | 6.6
10027161 | LPG to NG jet (6.7) | 9
10027162 | NG jet (7.0) | 9
10027175 | Air box bottom | 126
10027187 | Use 20039202 | 0
10027190 | Use 10028405 | 0
10027191 | Pipe | 8.2
10027192 | Flexible pipe - Condense trap to Conveyor | 7.5
10027193 | Washer | 1.2
10027196 | Use 10028206 | 0
10027200 | Driver PCB | 57
10027258 | Use 20185332 ERP Pump | 0
10027316 | Fan | 191
10027317 | Use 10026267 | 0
10027318 | Use 20020179 | 0
10027320 | Pipe | 27
10027321 | Use 10029458 | 0
10027335 | Obsolete - Pressure reducing valve | 0
10027343 | 3 way htng man & cartridge | 80
10027351 | Thermistor/NTC Sensor | 9
10027352 | Thermistor/NTC Sensor (20004978) | 15
10027360 | J12 Link Between Heat Exchager stat & Flow Overheat stat | 3.9
10027370 | Use ERP Pump 20106868 | 0
10027408 | Mixer | 56
10027410 | Insulation kit | 4.2
10027502 | Compact HE 25/29 inst man | 0
10027533 | Air Box Bottom | 64
10027535 | Condense Pressure switch | 28
10027536 | NG burner | 110
10027537 | Gas pipe | 18
10027538 | Pitot pipe from venturi kit 01005405 | 3
10027540 | Condense Unit Washer | 10
10027541 | Pipe | 47
10027542 | Pipe | 28
10027543 | Use 20066456 | 0
10027544 | Pipe | 15
10027545 | Flexible pipe (Clamp for pipe is 20152306) | 10
10027546 | Siphon | 62
10027547 | Use 20001102 | 0
10027549 | Use 20001101 | 0
10027553 | Obsolete - 88mm Restrictor ring (100-88) | 0
10027554 | 40mm Restrictor ring (80-40) | 1
10027555 | 45mm Restrictor ring (80-45) | 1
10027558 | Wiring harness | 82
10027559 | CN4 to Fan & CN8 to Heat NTC - PD switch & high limit stat | 58
10027562 | Air box bottom | 61
10027564 | NG Burner | 123
10027566 | Pipe | 42
10027567 | Pipe | 29
10027568 | Use 20066460 | 0
10027569 | 82.5mm Restrictor ring (100-84) | 1
10027571 | Use 20185332 ERP Pump | 0
10027578 | Obsolete - Cover | 0
10027580 | Obsolete - Sabre HE combi user guide | 0
10027581 | Use 10028019 | 0
10027587 | Key for Outdoor Box 20016681 | 19
10027599 | Cover assembly | 21
10027620 | Use 20074728 | 0
10027685 | Connections cover | 39
10027709 | Obsolete - Pipe | 0
10027712 | Use 20001141 | 0
10027713 | Obsolete - Wiring harness | 0
10027739 | Gas pipe | 33
10027741 | Pipe | 24
10027742 | Pipe | 46
10027757 | Locking Pin Replaces 666A and 2165 | 0.8
10027758 | Hydraulic contol cable | 49
10027768 | Heating manifold & Cartridge | 71
10027806 | 3/4" gas cock | 32
10027807 | Obsolete - Heating cock | 0
10027841 | Pipe | 12
10027845 | Flange Ø 42 | 1.1
10027864 | Spark/ignition electrode | 33
10027896 | Pipe | 14
10027898 | Obsolete - M12 to Fan & M3 to Heat NTC- High Limit stat & Ai | 0
10027913 | CN4 to Fan & CN8 to Heat NTC, PD switch & High Limit stat | 26
10027949 | Obsolete - Front Panel | 0
10027952 | Obsolete - J9 to M2 Second Pump | 0
10027953 | Obsolete - Wiring harness | 0
10027975 | Pipe | 51
10027990 | Pipe | 39
10028002 | White Caps | 1.5
10028011 | Obsolete - Air Box Bottom | 0
10028013 | Obsolete - NG Burner | 0
10028014 | Gas pipe | 27
10028015 | Use 20066463 | 0
10028016 | Obsolete - Casing Sabre 35 HE | 0
10028025 | Case - Compact 35HE | 148
10028045 | Compact HE inst man (25 - 29 - 35) | 0
10028141 | Use 20166541 | 0
10028142 | Pressure Transducer Rep 10027132 | 22
10028155 | Pipe | 35
10028203 | Obsolete - Gas pipe | 0
10028204 | Pipe | 24
10028206 | Gas Pipe Replaced 10027196 | 25
10028263 | Use 20019769 | 0
10028264 | Use 20020179 | 0
10028341 | Room sealed chamber | 55
10028345 | Use 20069007 | 0
10028363 | Wiring harness/condense sensor Rep 10026339 | 20
10028393 | Obsolete - Casing | 0
10028405 | Siphon | 59
10028415 | Heating manifold | 86
10028420 | Air gas conveyor and 5 Auto Thread Screws (10021080) | 54
10028421 | Flue drain connection Replaced 10026311 | 10
10028422 | Flame detection electrode and seal (8896) | 23
10028423 | Gas pipe | 16
10028424 | Use 10030381 | 0
10028425 | Use 20046836 - Now comes with Screws | 0
10028426 | Washer | 9
10028427 | Use 10028904 | 0
10028428 | Pipe | 20
10028429 | Use 20020182 | 0
10028430 | Air bleeding connection Pipe | 12
10028431 | Cock | 10
10028432 | Obsolete - Casing | 0
10028447 | Air box bottom | 72
10028448 | Obsolete - Casing | 0
10028451 | Use 20019250 | 0
10028454 | PCB | 134
10028456 | Fan | 337
10028467 | Electrode | 13
10028474 | Use 20001103 | 0
10028475 | Knob | 4.2
10028476 | Knob | 4.2
10028477 | Timer carier | 6.1
10028479 | Room sealed chamber | 76
10028481 | Pipe | 3.5
10028482 | Spark Electrode Cable | 18
10028492 | Obsolete - Pipe | 0
10028493 | Pipe | 16
10028494 | Pipe | 31
10028495 | Pipe | 23
10028496 | Mechanical Timer (Rep 10023938) | 90
10028503 | Obselete - Blanking plate | 1.6
10028506 | Pipe | 30
10028515 | Use 20019766 | 0
10028516 | Use 20019766 | 0
10028517 | Pipe | 10
10028531 | CN3Mtr Vlve,CN2Pmp,CN5GasVlve,Solnoid,CN9Pres Swtc,Conds,Mod | 90
10028533 | Tube | 9
10028535 | Expansion vessel | 93
10028536 | Use 20117853 Unboxed or 20008306 Boxed | 0
10028537 | Burner (Rep 01005458 and 10026548) | 163
10028538 | Use 20039202 | 0
10028539 | Condensing pipe | 12
10028540 | Condensing pipe | 5.8
10028551 | Instrument panel | 35
10028553 | Use 10030136 | 0
10028554 | Cover assembly | 27
10028557 | LED light guide | 3.9
10028558 | Use 20008307 | 0
10028559 | Knob assembly | 6.2
10028593 | X2 to M4 to Open Therm Plus connect & External Sensor Wiring | 21
10028594 | CN5 to Pump Wiring harness | 18
10028595 | X4 toFan Signal Contrl,FA2 toCondnse Sensr & Sense Electrode | 59
10028596 | Wiring CN1 to M5 room therostat & M3 terminal block | 49
10028597 | Obsolete - Earth Connection | 0
10028598 | Wiring X16 to Water pressure switch | 9
10028599 | Wiring CN3 to Gas valve & solenoids | 24
10028600 | Wiring CN1 to Fan power supply - CN2 to ign transformer | 43
10028601 | X9 to M3a Terminal Strip - Return NTC & Flow | 57
10028603 | Pipe | 14
10028617 | Pipe | 25
10028618 | Use 10028906 | 0
10028620 | Gas pipe | 17
10028623 | Use 20117854 Unboxed or 20007053 Boxed | 0
10028624 | Pipe | 24
10028625 | Use 10028905 | 0
10028626 | CN1 To Fan Power Supply - CN2 to Ign Transformer | 39
10028628 | Gas pipe | 17
10028629 | Gas pipe | 17
10028631 | Pipe | 36
10028632 | Instrument panel | 34
10028633 | Wiring CN5 to Pump & 3 way motor | 36
10028634 | Wiring X16 to Water PD switch, DHW flow switch & DHW NTC | 27
10028642 | Burner | 157
10028643 | Pipe | 32
10028747 | Pipe | 42
10028809 | Frame assembly | 230
10028811 | Expansion vessel | 96
10028812 | Obselete - Distributor | 103
10028813 | Gas pipe | 18
10028814 | Gas pipe | 14
10028815 | Gas pipe | 19
10028816 | Use 20100807 ERP Pump | 0
10028817 | Pipe | 45
10028818 | Pipe | 19
10028819 | Pipe | 12
10028820 | Pipe | 20
10028824 | J15 to M10 Block to CN3 | 28
10028825 | Obsolete - Wiring CN2 To DHW NTC, DHW Flowswitch, Water pres | 0
10028826 | CN1 to NTC1, NTC2, Condense, J12 to O.Heat Stat, CN02 to Fan | 44
10028827 | Obsolete - Wiring Mains terminal block to J3 & wires | 0
10028828 | Wiring CN2 To DHW NTC, DHW Flowswitch, Water pressure sensor | 26
10028829 | Wiring J10 To Gas Valve | 24
10028831 | Wiring | 12
10028834 | Frost protection resistors | 114
10028839 | Door panel | 21
10028865 | Combustion cable | 59
10028868 | Gas pipe | 17
10028869 | Gas pipe | 15
10028880 | REC07 inteface PCB | 41
10028890 | Flame control ignition module (Rep 10022174) | 138
10028891 | Ignition module (Rep 10021848) | 116
10028894 | Quick primer pressure gauge | 20
10028899 | Burner NG | 95
10028902 | Obsolete - Case clips | 0
10028903 | Case clips | 4.2
10028904 | Pipe | 26
10028905 | Pipe | 35
10028906 | Pipe | 34
10028996 | Use 20028963 | 0
10029007 | Pipe | 20
10029032 | Wiring M2 to External Pump | 10
10029096 | Gas Pipe | 7.6
10029105 | Water gauge carrier | 7.5
10029107 | Wiring Harness | 23
10029108 | Wiring Harness | 14
10029209 | Injector (5.7) | 4.7
10029212 | Use 20007052 | 0
10029279 | Expansion vessel | 117
10029296 | Pipe | 51
10029305 | Gas pipe | 17
10029306 | Auto air vent (Brass) Replaced 100618 | 22
10029309 | Pipe | 21
10029365 | Display Panel - Replaced 10026238 | 200
10029415 | Obsolete - Instrument panel | 0
10029417 | Obsolete - Door panel | 0
10029420 | Printed circuit board | 99
10029421 | Pressure gauge (New Type) - Hole Completely Cut Out | 30
10029422 | Actuator cable | 15
10029423 | Pump cable | 18
10029424 | M16 to Connection Block & Clock - Fuse Block & Fly Lead | 41
10029425 | Gas valve cable | 32
10029426 | Combustion cable | 59
10029427 | Control cable | 27
10029429 | Combustion cable | 60
10029442 | Pipe | 48
10029443 | Pipe | 49
10029457 | Use 20019769 | 0
10029458 | Use 20020179 | 0
10029470 | Main Printed circuit board | 167
10029515 | Use 20020182 | 0
10029526 | Connection | 12
10029574 | Obselete - Blanking plate | 2.3
10029585 | Obselete - Badge | 4.1
10029590 | Pipe | 17
10029591 | Pipe | 16
10029592 | Pipe | 12
10029607 | Gas pipe | 14
10029715 | Use 20081926 | 0
10029717 | Main Printed Circuit Board | 212
10029722 | Wiring Harness | 10
10029723 | Combustion Cable | 48
10029757 | Heating Cock 28mm | 41
10029823 | Glass flange assembly | 10
10029850 | Pipe | 81
10029961 | Pipe | 26
10029963 | Gas pipe | 13
10029965 | Obsolete - Safety valve P & T | 0
10029967 | Obsolete - Fixing flange | 0
10029968 | Obsolete - Nipple | 0
10029969 | Obsolete - Boiler outlet tube | 0
10029975 | Obsolete - Pipe | 0
10030114 | USE 10024640 | 0
10030117 | NG burner | 82
10030123 | Obsolete - Pipe | 0
10030124 | Obsolete - Knob | 0
10030125 | Obsolete - Knob assembly | 0
10030126 | Obsolete - Door panel | 0
10030136 | Door flap | 5
10030214 | Obsolete - Support | 0
10030255 | Door panel | 12
10030311 | Hanging bracket | 12
10030335 | Temperature control knob | 2.7
10030336 | Selector Knob - Change all fascia components to fit new one | 2.5
10030381 | Gas pipe rep 10028424 | 50
10030382 | Connector for Siphon | 3.4
10030387 | Gas Pipe | 9
10030433 | Dual Printed circuit board - Red | 254
10030440 | Pipe | 28
10030441 | Pipe | 20
10030470 | Pipe | 6.5
10030471 | Obsolete - Pipe | 0
10030505 | Dual Printed circuit board - Red | 348
10030506 | Test point plugs | 4.2
1006 | Bolt head Screw | 1.9
100618 | Use 10029306 | 0
1007040 | Flexible pipe | 5.5
100940 | Use 48382 | 0
1011 | Obsolete - Flow Pipe | 0
1012 | Obsolete - Flow Pipe | 0
1013 | Obsolete - Flow Pipe | 0
1014 | Use 1191 | 0
1016 | Insulation Panel | 3.9
1018 | Use 10022853 | 0
1019 | Burner Gasket | 36
1022 | Obsolete - Washer Ring | 0
102402 | Use 1859 | 0
102403 | Use 1860 | 0
1028 | Obsolete - Wiring Harness | 0
1029 | Obsolete - Wiring Harness | 0
102921 | Linea Max HE Flue Tee | 47
102965 | System return pipe | 28
103277 | Closing pin | 1.6
1033 | Obsolete - Cover for condesing assembly | 0
1035 | Front Panel for Air Box | 52
103539 | Key | 1.1
1037 | Obsolete - P.C.B. Cover | 0
1041 | Obsolete - Velcro Fastener | 0
104199 | Use 078617 | 0
1042 | Obsolete - Dist Manifold | 0
104268 | Non Return Valve | 27
1044 | Electrode | 22
104462 | Washer | 9
1045 | Pump Cable | 22
104654 | Outside probe | 36
1048 | Obsolete - Transformer | 0
1050 | Use ERP Pump 20104311 | 0
105852 | Solar Grey(Cylinder) Probe SPF 1000 | 158
105898 | Main wiring | 65
105899 | Master wiring | 84
105900 | Slave wiring | 179
105901 | Use 20060564 | 0
105902 | Bend | 38
105903 | Use 20101521 | 0
105904 | Use 20102262 | 0
105906 | Green on off switch (oblong) | 15
105907 | Round green on off switch | 20
105908 | Gasket/screw kit for venturi | 47
105910 | Pipe - Flue gas analysis test point with plug (Rep B81515) | 86
105911 | Bulkhead connector for the condensate | 20
105912 | Cock | 28
105913 | Use B81511 | 0
105914 | Igntiion/detection electrode | 96
105915 | FE flange for exchanger pipe | 22
105916 | Use 20102379 | 0
105917 | Viton gasket - Replaced 4038020 | 56
105918 | Use 20049127 | 0
105919 | Condensate drain trap quick fit | 74
105920 | Pijnenburg master board | 669
105921 | Use 107934 | 0
105922 | Use 7236 | 0
105924 | Temperature probe | 55
105926 | Thermostat | 16
105930 | Air vent valve | 18
105931 | Use 20116231 | 0
105932 | Venturi | 219
105965 | Upper Front Panel | 122
105966 | Front Panel | 461
105967 | Front panel | 237
105968 | Right Panel | 160
105969 | Left panel | 118
105970 | Gas Pipe | 100
105971 | Obsolete - Gas Inlet Pipe Condexa Pro | 0
105973 | Instrument Panel | 70
105974 | Panel & Cover Slave | 77
105975 | Top Rear | 141
106250 | Gas valve | 411
106252 | Pressure diff switch | 204
106253 | Obselete - Pipe | 23
106254 | Obselete - Serial cables | 42
106277 | Detector | 88
106323 | Use 10022556 | 0
106324 | Condense drain pipe | 55
106325 | Use 10027546 | 0
106326 | Control Panel Complete - Obsolete | 0
106327 | Obsolete - Management board | 373
106328 | Complete wiring | 250
106330 | Use 10023568 (Small V) & 10023566 (large V) | 0
106331 | Use 10025188 | 0
106333 | Use 2573 | 0
106334 | Instrument panel cover | 29
106335 | Wiring | 12
106336 | Condensate drain pipe | 20
106337 | Pipe | 185
106338 | Safety valve | 94
106339 | Pipe | 26
106368 | Gas Pipe | 37
106513 | Collector & tank probe | 49
106615 | Safety valve | 80
106791 | Master board (Incorrect Board use R107584) | 0
106792 | Master Box | 75
106847 | Obselete - Instrument Panel | 164
106849 | Obsolete - Digital display frame assembly | 68
106967 | Ignition Transformer | 29
106976 | Spark Electrode Lead | 29
106982 | Viewing port | 16
106984 | Seals for Condexa heat exhanger | 11
106988 | Pressure Gauge | 34
107052 | NTC Sensor | 15
107180 | Condexa pro lpg con kit 2 washers 6.5 and 6.75 | 22
107393 | Ignition/detection electrode | 107
107428 | Use 105919 | 0
107529 | Use 10023566 (L) & 10023568 (S) | 0
107584 | Master board Replaced R106791 | 598
107934 | Pijnenburgh slave board | 655
1095 | Wiring M3 to thermistor - High limit stat & Air pressure sw | 50
11300 | Screw | 6.2
11304 | Obsolete - Screw | 0
11305 | Use 1890 | 0
11322 | Obsolete - Cover | 0
1140 | Use 7315 | 0
1141 | Obsolete - Fan Flue Connection | 0
1191 | Obsolete - Siphon | 0
1192 | Obsolete - Siphon pipe | 0
1193 | Front Insulation Panel | 27
1194 | NTC Sensor | 15
1195 | Main burner support | 21
1196 | Main Burner | 240
131ZEB3A | Obsolete - LPG Conv Kit Meteor | 0
1321 | Flow governor (Green) | 4
1322 | Flow governor | 3.1
1329 | Expansion vessel - Replaced 4026241 | 61
1439 | Obsolete - Pressure Switch | 0
1440 | Obsolete - Bracket | 0
1453 | Obsolete - Baffle | 0
1457 | Silicone tube (1 Metre) | 2.4
1466 | Flow governor (Blank) | 2
1488 | Flow Switch / Actuator | 36
1489 | Water filter | 2.7
1490 | Use 1488 | 0
1493 | Obsolete - Input P.C.B. | 0
1494 | Obsolete - Wiring Harness | 0
1495 | Obsolete - Wiring Harness | 0
1498 | Front Flap (New Linea) | 21
1531 | Use 10020216 | 0
1547 | 3 Core Fly Lead | 9
1548 | Obsolete - Cover for Air Box | 0
1549 | Air Chamber Side Panel Rep 1878/48928 | 25
1552 | Valve For DHW Bypass | 8.5
1592 | 3/4" Heat water cock | 18
1604 | Obsolete - Flow governor (White) | 0
1606 | Obsolete - Air Box Bottom | 0
1607 | Obsolete - Air Box Bottom | 0
1631 | Use 8460 | 0
1639 | Obsolete - Control Panel | 0
1642 | Obsolete - Bracket | 0
1650763 | Obsolete Hydra/Pinnacle heat engine | 0
1704 | Obsolete - Air Vent | 0
1730 | Obsolete - Eclpse ESC PCB NG | 0
1731 | Obsolete - Eclpse ESC PCB NG | 0
1732 | Obsolete - Eclpse ESS PCB NG | 0
1733 | Obsolete - Eclpse ESS PCB | 0
1734 | Heating By-pass Valve | 8.1
1749 | Water Stop Cock | 28
1777 | Obsolete - Upright Frame (left) | 0
1778 | Obsolete - Upright Frame (Right | 0
1779 | Use 10022125 | 0
1780 | Internal clock wire | 21
1781 | Obsolete | 0
1783 | Hanging bracket | 6.1
1784 | Obsolete - Plate | 0
1785 | Obsolete - Connection | 0
1786 | C-Water inlet valve/Stop Cock - Stands alone | 26
1787 | Gas Cock | 18
1788 | Heating Flow Cock/Service Valve | 28
1789 | Heating Cock 22mm (Washers are 5237) | 27
1790 | Connection Rep 088128 | 17
1791 | Double Non Return Valve | 22
1792 | Use 10023643 | 0
1793 | Obsolete - Brass Nut Rep 088131` | 0
1794 | Flexible Pipe/Filling Loop | 32
1806 | Use 2907 | 0
1807 | Use 20007057 | 0
1816 | Obsolete - Dist Manifold | 0
1817 | Hanging bracket - Replaced 10024384 | 9
1820 | Clip | 1
1821 | Olive 15mm (Small) | 0.5
1822 | Olive 22mm (Large) | 0.7
1823 | Nut 15mm (Small) | 1.7
1824 | Nut 22mm (Large) | 1.8
1828 | Obsolete | 0
1829 | Expansion Vessel Plate | 3.8
1830 | 8 Litre Expansion Vessel (Inc pipe) | 116
1831 | Use 2127 | 0
1832 | Use 1913 | 0
1835 | Electrode Seal (Rubber) | 1.4
1836 | Use 20035533 | 0
1837 | Ignition Box | 179
1838 | Spark Electrode with lead | 22
1839 | Gas Pipe (requires 1840 too) | 14
1840 | Obsolete - Pipe (requires 1839 too) | 0
1841 | Use 01005245 | 0
1842 | Obsolete - Hood Assembly | 0
1843 | Air Baffle (Left) | 4.1
1844 | Obselete - Air Baffle (Right) | 4.1
1845 | M15 to Pump Wiring | 9
1846 | Obselete - Pipe | 32
1847 | Pipe | 16
1848 | Obsolete - Pump Pipe replaced 10023195 | 0
1849 | Obsolete - Pipe | 0
1850 | Expansion Vessel Pipe | 11
1851 | Use 10021951 | 0
1852 | Obsolete - Door Panel | 0
1853 | Use 20205196 | 0
1854 | Use 10024558 | 0
1855 | Use 10021849 | 0
1856 | Obsolete - Cover | 0
1857 | Pressure Gauge | 20
1858 | Green to Red LED | 9
1859 | temp control knob htg&dhw | 4.2
1860 | dhw/htg Mode selector switch | 4.2
1861 | Cap | 1.1
1862 | Spring | 2.2
1863 | Use 10023044 | 0
1864 | Clip | 6.2
1865 | Adhesive Film | 2.5
1866 | Obsolete - Adhesive Film | 0
1867 | Pin/Screw for Control Panel | 2
1868 | Obsolete - O'Ring | 0
1869 | O'Ring | 0.3
1870 | M12 to Fan Wiring | 27
1871 | Obsolete - Wiring M3 to Primary thermistor | 0
1872 | M5 to DHW thermistor, Flow switch & DHW Flow switch | 55
1873 | Wiring M11 to Motorised valve | 13
1874 | Wiring to CVI - M4 & M14 to Gas valve - Mod coil & ign box | 38
1878 | Use 1549 | 0
1879 | Use 1531 | 0
1880 | Obsolete - Case | 0
1881 | Obsolete - Locating Clip R/H | 0
1882 | Locating Clip L/H | 2.1
1888 | Water supply stop cock | 23
1890 | Clip | 0.9
1895 | Terminal Board | 5.1
1901 | Obsolete - Clip | 0
1910 | Obsolete - Expansion Vessel Pla | 0
1912 | Use 2073 | 0
1913 | Obsolete - Guard Replaced 1832 | 0
1914 | Use 01005246 | 0
1915 | Obsolete - Fan Baffle | 0
1916 | Obsolete - Fan Baffle | 0
1917 | Use 10023202 | 0
1918 | Obsolete - Pipe | 0
1919 | Use 10022015 | 0
1920 | Use 10020217 | 0
1922 | Obsolete - Case | 0
1931 | Use 1838 | 0
1947 | 1AMP Fuse (Individual) | 1.5
1955 | Expansion Vessel | 84
1956 | Flow governor (Pink) | 5.3
1957 | Use 20208198 | 0
1959 | Obsolete - Combustion Chamber | 0
1960 | Obsolete - Burner | 0
1964 | Electrode | 22
1966 | Gas Pipe | 18
1967 | Obsolete - Main Heat Exchanger | 0
1968 | Hood Assembly | 55
1969 | Obsolete - CombustionChamberAss | 0
1970 | Obsolete - Comb Chamber Cover | 0
1971 | Obsolete - Air Baffle | 0
1972 | Obsolete | 0
1973 | Front Panel | 13
1974 | Obsolete - Back Combustion Panel | 0
1975 | Obsolete - Pipe | 0
1978 | Obsolete - Vokera Logo | 0
1979 | Obsolete - Trade Mark Label | 0
1980 | Clock Wire | 10
1987 | Distribution Manifold | 410
1988 | Heat Exchanger Jacket | 6.7
1996 | Obsolete - Control Panel Flap | 0
1B000022 | Use 4026253 | 0
1B000042 | Use 4026284 | 0
1B000046 | Exchanger | 1669
1B700005 | Use 20102271 | 0
1B700007 | Washer | 4.6
1B700009 | Matal Disk Retainer | 21
1B700010 | Connection | 7.5
20000118 | Drain plug | 14
20000119 | Roomsealed Chamber | 35
20000120 | Flange for fan | 22
20000121 | Rear instrument panel | 15
20000122 | Casing | 107
20000123 | Conveyor | 58
20000124 | Instrument panel | 25
20000125 | Gas pipe | 16
20000126 | Use 20020255 | 0
20000127 | Pipe | 36
20000128 | Pipe | 49
20000129 | Air bleeding connection Pipe | 10
20000130 | Spring clip | 2.7
20000131 | O ring | 1.2
20000132 | Flexible pipe | 7.8
20000133 | Flexible pipe | 7.8
20000134 | Pump cable | 9
20000135 | Combustion cable | 22
20000136 | CN1 to M3A - M3 and Fan | 29
20000137 | Gas valve cable | 18
20000138 | CN2 to Ignition Transfirmer | 11
20000140 | Air box side | 28
20000141 | Condensing exchanger assembly | 603
20000142 | Top flue outlet blanking cap | 6.5
20000143 | Drain plug | 23
20000148 | Burner | 134
20000168 | Obsolete - Instrument panel | 0
20000498 | Use 20007052 | 0
20000533 | Drain Tap | 6.1
20000539 | Clip | 0.5
20000692 | Insulation Panel | 3.5
20000713 | Detector Replaced 20075973 | 6.5
20000761 | Cover | 19
20000762 | Wiring X2 to M4 (OT & external sensor) | 13
20000763 | Pump cable | 25
20000764 | Low tension cable | 16
20000765 | Combustion cable | 35
20000767 | Gas valve cable | 17
20000768 | CN1 to Fan - fused block and Controls block | 29
20000769 | Pipe | 14
20000773 | Obsolete - Instrument panel | 0
20000774 | Door Panel | 4.7
20001003 | Use 20046839 | 0
20001101 | Instrument panel cover Rep 10027549 | 13
20001102 | Instrument panel | 24
20001103 | Obsolete - Instrument panel | 0
20001116 | Use 20008307 | 0
20001126 | Instrment panel, If rep 10023933, change fascia compnent too | 51
20001140 | Obsolete -Instrument panel | 0
20001141 | Obsolete - Instrument panel | 0
20001560 | Ignition cable | 25
20001563 | Use 20002969 | 0
20001564 | High limit stat (With Clip) | 25
20001617 | Combustion fan cable | 46
20001681 | CN1 to Fan Power Supply - CN2 to Ignition Transformer | 32
20001873 | Use ERP Pump 20106868 | 0
20002045 | Ignition Cable | 14
20002422 | Magnesium anode | 48
20002906 | Use ERP Pump 20199317 | 0
20002969 | Ignition transformer with wires Rep 10026237 & 20001563 | 46
20002995 | Fan | 271
20003181 | Use 20166541 | 0
20003819 | Use 20081926 | 0
20004365 | Use 20081926 | 0
20004832 | Use 10027352 | 0
20004978 | Use 10027352 | 0
20005146 | Use 20052572 | 0
20005150 | Use 10021419 | 0
20005151 | Use 10023661 | 0
20005205 | Control Panel | 42
20005544 | Main Heat exchanger | 397
20005546 | Spring Clip | 4.9
20005549 | Cap smoke analysis | 9
20005550 | Plug | 1.2
20005551 | N.G. burner | 42
20005552 | Washer | 1.5
20005553 | Gas pipe | 27
20005554 | Gas pipe | 15
20005556 | Pipe | 18
20005557 | Pipe | 19
20005558 | Pipe | 22
20005559 | Pipe | 18
20005560 | Front insulation panel | 8.3
20005561 | Back insulatin panel | 8.5
20005562 | Insulation panel | 12
20005566 | O ring | 2.1
20005568 | Heating distrib. | 9
20005569 | Printed circuit board | 124
20005571 | Low tension cable | 25
20005572 | Use 20035405 Wiring CN2 to M3 Mains connection,Pump& Gas vlv | 0
20005574 | Cover | 7.5
20005575 | Knob | 2.2
20005579 | Knob | 1.9
20005580 | Quick primer pressure gauge | 14
20005582 | Use 20185332 ERP Pump | 0
20005584 | NG Burner Injector Manifold | 19
20005585 | High limit stat | 3.4
20005586 | Plastic Hole cover | 1.8
20005591 | Frame | 31
20005594 | Combustion chamber cover | 39
20005595 | Kit cable grommet | 7.1
20005596 | Flue draught diverter | 12
20006234 | Control knob Assembly | 2.8
20006403 | Condensing level detector cable Replaced 10024121 | 15
20006411 | Fan baffle | 9
20006423 | Obsolete - Casing | 0
20006428 | Drainage Pipe | 10
20007047 | Heat Exchanger Jacket | 2.4
20007050 | Flue sensor | 15
20007052 | Main Printed circuit board | 422
20007053 | Conveyor | 68
20007057 | Heat exchanger jacket (Rep 1807) | 3.7
20007322 | Burner Flange | 4.4
20007692 | Cover | 72
20007783 | Heating by-pass valve | 2.5
20007784 | Gas valve | 108
20007958 | NG to LPG conversion kit | 13
20008306 | Conveyor Replaced 10028536 | 53
20008307 | Main Printed circuit board | 224
20008788 | Sonda Di Temperatura | 39
20010331 | Condensing Pipe | 5.8
20010682 | Use ERP Pump 20106868 | 0
20011042 | Clip | 0.9
20011043 | Connection | 7.8
20011048 | Fumes connection | 14
20011082 | Obsolete - Instrument panel | 0
20011230 | Use 20119529 | 0
20011252 | Expansion Vessel - Replaced R.VASOE116 | 123
20011392 | Casing cover | 58
20011393 | Obsolete - Case assembly | 0
20011402 | Use 20100807 | 0
20011403 | Gas cock | 39
20011411 | Frame Assembly | 89
20011414 | Combustion chamber cover | 42
20011419 | Use 20052578 | 0
20011420 | Pipe | 32
20011421 | Pipe | 19
20011422 | Pipe | 16
20011423 | Use 10025839 | 0
20011424 | Printed circuit board | 139
20011443 | Printed circuit board kit | 48
20011449 | CN8 - J1 Display Wiring Harness | 4.5
20012544 | Low tension cable | 10
20012937 | Flexible Pipe | 9
20012949 | Obsolete - Frame Assembly | 0
20013055 | Control Knob (Grey) | 2.3
20013140 | Pipe | 14
20013349 | Combustion cable | 30
20013350 | Low tension cable | 13
20013352 | LED light guide | 1.1
20013353 | Pipe | 33
20013354 | Ignition transformer | 16
20013582 | Obselete - Front Insulation Panel | 5.1
20013583 | Back Insulating Panel | 4.9
20013968 | DHW Actuator | 25
20014025 | Control Knob (White) | 2.3
20014074 | Connection | 8.2
20014873 | Pipe | 20
20014882 | Obsolete - Water gauge carrier | 0
20014884 | Light guide | 1.7
20014885 | Pressure gauge | 22
20014887 | Heating Contorl Knob | 3.7
20014888 | Hot Water Control Knob | 5.8
20014891 | Instrumental panel | 19
20014920 | Frame | 52
20015926 | Condensing Assembly | 425
20015932 | Mixer Replaced 10024295 | 44
20016279 | CN2 to Water Pressure Switch - Flow meter & DHW NTC | 18
20016280 | Ignition Flame Wiring Harness | 31
20016282 | J13toFlame,CN1toF/R NTC,J12toFlow OHstat,J24toFan,J7 Condens | 43
20016283 | Printed Circuit Board | 345
20016328 | Burner Assembly | 141
20017385 | FAN | 472
20017585 | Metal Combustion Chamber Cover | 12
20017586 | Combustion chamber Metal Side Panel | 7.2
20017591 | Pipe | 43
20017592 | Pipe | 46
20017594 | Actuator/Motorised valve | 65
20017596 | CN4 to Motorised Valve | 40
20017597 | Use 20043594 | 0
20017598 | Square Locking Pin | 1.6
20017599 | Valve with cartridge | 93
20017785 | Use 20149039 | 0
20017899 | Detector | 12
20018986 | Obsolete - Casing | 0
20019250 | Casing - Unica 32HE & 36HE | 169
20019253 | Obsolete - Casing | 0
20019506 | LPG to NG Conversion Kit | 14
20019507 | NG to LPG Conversion Kit | 24
20019763 | Pipe | 14
20019764 | Pipe | 30
20019765 | Pipe | 23
20019766 | Air bleeding connection Pipe (Rep 10028516 & 10028515) | 14
20019767 | Locking Pin | 0.5
20019768 | Use 20147535 | 0
20019769 | Flow Pipe assembly (Rep 10029457) | 86
20019888 | Air Separator - Replaced 20032553 | 19
20020178 | Air bleeding connection Pipe | 6.1
20020179 | Flow Pipe Assembly Rep 10029458 & 10027318 | 82
20020180 | Pipe | 18
20020181 | Air bleeding connection Pipe | 7.1
20020182 | Flow Pipe Assembly (Rep 10029515) | 81
20020192 | Pipe | 21
20020252 | Pipe | 24
20020254 | Pipe | 13
20020255 | Flow Pipe Assembly replaced 20000126 | 162
20020300 | Frame assembly | 111
20020309 | 45mm restrictor ring rep 10024037 | 2.9
20020310 | Flue flange Ø 47 | 3.8
20020311 | 43mm Restrictor Ring | 3.8
20020377 | 42mm restrictor ring | 2.9
20020390 | 41mm Restrictor Ring | 2.7
20020899 | Pipe | 60
20020900 | Pipe | 101
20020914 | Circulator wiring | 28
20021032 | Combustion cable | 38
20021496 | 3 way htg manifold & cartridge | 86
20021497 | 3 Way Manifold & Cartridge | 77
20021548 | Pressure connection | 1.4
20021597 | Fan support kit | 5.6
20022564 | CN5 to Pump & 3 Way Valve motor | 31
20023928 | Fixing flange | 1.7
20024086 | Spring Clip | 5.2
20024202 | Pump Cable | 32
20024205 | Ribbon Wire PCB | 41
20024206 | Hydraulic control cable | 46
20024419 | Use 20029826 | 0
20024559 | Pressure Transductor | 36
20024563 | Mixer | 81
20024591 | Condensing Exchanger Assembly | 492
20024600 | Gas Pipe | 19
20024841 | 3-Way Valve Motor | 37
20024869 | O Ring | 0.8
20025687 | Segnal amplifier | 2.5
20025733 | Siphon | 12
20025734 | Use 20113021 | 0
20025735 | Use 20069541 | 0
20025736 | CN1-IgnTrnsfrm,CN3-Fan,CN10-Fan,CN11-F/R NTC,Flu NTC,HiLimit | 73
20025737 | Ignition electrode with Lead | 22
20025738 | Use 20043523 | 0
20025740 | Seal for Ignition electrode (Green Fibre) | 1.1
20025743 | Pipe | 7.9
20025744 | Use 20137497 | 0
20025745 | Pipe | 32
20025746 | Air bleeding connection Pipe | 11
20025747 | Washer | 0.3
20025752 | Use 20039202 | 0
20025753 | Washer | 4
20025755 | Copper Pipe from Safety Valve | 12
20025756 | Copper Tail 15mm | 7.5
20025757 | Copper Tail 22mm | 9
20025758 | Copper Pipe (L Shape) | 10
20025760 | Suction pipe | 6.5
20025761 | Mixer | 23
20025762 | Use 20039953 | 0
20025763 | Use 20166123 | 0
20025764 | Pipe | 25
20025765 | Use 20039923 | 0
20025880 | Use 20135777 | 0
20025881 | Pipe | 35
20025883 | J9 to divertor actuator & M2 (secondary pump) | 25
20025884 | Pump Cable | 17
20026048 | Obselete - Compact 25 A Instrument Panel | 16
20026049 | Outlet nut | 6
20026051 | Diaphram | 5.2
20026055 | Control Panel Cover | 25
20026056 | Flue collector | 8.2
20026058 | Test Point Cap | 3.7
20026059 | Washer | 3.5
20026060 | Conveyor | 68
20026061 | Complete Burner Assembly | 205
20026073 | Use 20048322 | 0
20026079 | Burner assembly | 255
20026080 | Compact 29 A Instrument Panel | 15
20026081 | Use 20039924 Exchanger Assembly | 0
20026082 | Use 20041058 | 0
20026083 | Mixer | 38
20026585 | Control panel | 168
20026586 | Use 20039202 | 0
20026587 | J3 to M3 230v Mains Connector & M6 Connector block (TA Link) | 19
20026589 | Casing | 132
20026724 | Fan kit | 62
20026728 | Fixing flange | 3.5
20028324 | N.G. burner | 38
20028325 | Collector | 26
20028548 | LPG to NG conversion lit | 35
20028555 | NG to LPG conversion kit | 38
20028558 | G27 Conversion Kit | 14
20028661 | CN4 to divertor actuator | 18
20028731 | Safety Valve | 17
20028732 | Obsolete - Pipe | 0
20028733 | Pipe | 53
20028734 | Pipe | 131
20028736 | Pipe | 15
20028737 | washer | 3.2
20028738 | Pipe | 36
20028739 | Conveyor | 78
20028740 | Pressure Switch | 77
20028741 | Mixer | 74
20028742 | Washer | 3.7
20028744 | O Ring | 1.9
20028745 | Stub Pipe | 43
20028746 | washer | 9
20028747 | Stub Pipe | 106
20028748 | Obsolete - Cover | 0
20028749 | Pipe | 25
20028750 | Pipe (Brass) | 61
20028752 | Pipe | 206
20028759 | Suction Pipe | 94
20028760 | Flexible Pipe | 6.5
20028761 | Flexible Pipe | 5.4
20028762 | NG Injector | 15
20028763 | Burner Assembly | 126
20028765 | Use 20073763 | 0
20028769 | Cover | 62
20028776 | Case Assembly | 57
20028780 | Knob | 2.3
20028781 | Expansion Vessel | 82
20028782 | Frame | 71
20028783 | Quick Primer pressure guage | 15
20028904 | Nipple | 50
20028963 | PCB Replaces 10028996 & 10024554 | 224
20029043 | LPG to NG Conversion kit | 13
20029052 | LPG to NG Conversion kit (5.4) Replaced 20039204 | 9
20029055 | Use 20113110 | 0
20029826 | Use 20138101 | 0
20029985 | DHW Actuator | 29
20030209 | Venturi kit (Repl 01005405) | 26
20030334 | Airbox | 62
20031414 | Obsolete - LPG to NG Conversion Kit | 0
20031415 | LPG Conversion Kit | 32
20031497 | Mixer (Red) | 104
20031569 | Venturi and Clip replced 01005293 (Pitot pipe no longer inc) | 20
20032150 | LPG to NG Conversion Kit | 13
20032155 | NG TO LPG Conversion Kit | 16
20032246 | Condensation drainage pipe | 27
20032553 | Use 20019888 | 0
20033722 | Tank Condensation Collecting | 17
20034037 | 3way htg mnifold+cart (10026508)& motorised valve (20024841) | 116
20034320 | Expansion Vessel | 99
20035019 | Air Vent bottle | 25
20035390 | Pipe | 33
20035391 | Gas pipe | 30
20035392 | Cover assembly | 7.9
20035393 | Pipe | 16
20035394 | Cock | 19
20035397 | Case Assembly | 98
20035404 | CN9 to DHW Flow Switch, DHW NTC & Water Pressure Switch | 29
20035405 | CN2 to M3 Mains Connection, Clock, Pump & Gas Valve (TYCO) | 66
20035501 | Instrumental panel | 16
20035502 | CN9 to Water pressure switch | 22
20035533 | Gas valve - Relaced 10020574 & 10021021 | 174
20035608 | Control panel | 16
20035609 | Pipe | 16
20035613 | Obsolete - Case Assembly | 0
20035648 | Filing Cock Knob | 2.5
20035649 | Filling cock | 6.8
20035912 | Cover | 171
20036112 | Use 20135777 | 0
20036120 | Safety Valve Outlet Pipe | 11
20036537 | Tryton Retarder | 3.4
20036547 | Use 20115425 | 0
20036548 | Flow Switch | 95
20036549 | Use 20104238 | 0
20036551 | Inlet Water Pipe | 260
20036552 | Outlet Water Pipe | 145
20036553 | Compressor | 497
20036554 | Compressor Protection Module | 9
20036555 | Condenser | 584
20036556 | Inverter Module | 626
20036564 | Use 4026256 | 0
20036581 | Use 4026238 | 0
20036582 | Outlet Water Pipe | 143
20036583 | Condenser | 1114
20036585 | Straightener | 109
20036586 | Liquid Assy | 206
20036587 | Condenser | 1509
20036588 | Front Panel | 147
20036607 | Motor | 183
20036608 | Condenser | 1971
20036609 | Compressor | 1855
20036610 | Accumulator | 66
20036611 | Magnetizing Coil Valve | 56
20036612 | 4 Way Valve | 198
20036613 | Obsolete - Logical PCB | 0
20036614 | Liquid Assy | 241
20036630 | Thermostat | 416
20036700 | External probe | 72
20036972 | Flue gas exhaust pipe | 40
20036974 | Condensate discharge pipe | 23
20036990 | Mixer Spacer | 0.8
20038060 | NG to LPG Conversion Kit (3.6 Jet) | 15
20038366 | CN2 to Water Pressure Switch - Flow meter & DHW NTC | 35
20038369 | Gas Pipe | 42
20038371 | Burner | 82
20038577 | Unica I (Non-ERP) Air box | 103
20038597 | Combustion Chamber Cover | 39
20039151 | Pipe | 26
20039152 | Pipe | 23
20039153 | Obsolete - Pipe | 0
20039202 | Gas valve Rep 10028538 & 10027187 & 20025752 | 171
20039204 | Use 20029052 | 0
20039359 | Glass kit | 72
20039402 | Obsolete - M6 to CN6 & CN5 | 0
20039923 | Heat Exchanger Assembly rep 20025765 | 339
20039924 | Heat Exchanger Assembly rep 20026081 | 371
20039926 | Use 20185332 ERP Pump | 0
20039953 | Flow Connection for Compact A | 5.4
20039954 | Return Connection for Comact A | 5.4
20040066 | O-ring - Replaced 10026324 | 3.1
20040069 | Gas valve - Replaced 4640 | 227
20040102 | Flue drain connection | 11
20040474 | Gas Pipe | 17
20040675 | Gas Valve Solenoid (Fits 20039202/20035533) | 87
20040979 | Cock | 37
20040980 | Obsolete - CN2 - Mains Trminl block, Pump, Water PD switch & | 0
20040981 | CN4 - M3A Wiring Harness | 31
20040982 | CN1 - Ign transformer + FA1 Wiring Harness | 31
20040983 | CN10 - Fan Wiring Harness | 25
20040984 | CN9 - Water Pressure Switch + Cylinder Stat | 31
20040985 | Instrument panel | 29
20040986 | Pipe | 20
20040987 | CN3 - Fan Wiring Harness | 43
20040988 | CN11-High limit,Flo&RtrnNTC,Flu stat,UFH stat&FA2 FlameSense | 93
20040989 | CN6 - M6 Wiring Harness | 44
20040990 | Use 20101396 ERP Pump | 0
20040999 | Frame assembly | 257
20041000 | Case Assembly | 177
20041049 | Obsolete - Case | 0
20041051 | Obsolete - Fixing Door | 6.9
20041053 | Instrument Plate | 16
20041058 | Diaphram - Replaced 20026082 | 1.3
20041349 | Cleaning knife (From CONS032 cleaning kit) | 26
20041473 | Diaphragm | 1.3
20041548 | LPG to NG Conversion Kit | 14
20042113 | Knob | 2.3
20042114 | Knob | 2.3
20042115 | Pressure gauge | 18
20042121 | Use 20060938 | 0
20042392 | NG to LPG Conversion Kit Condexa pro 35P and 50P (6.5) | 14
20042393 | Diaphragm 6.75 | 2.7
20043496 | By-pass valve | 2.5
20043523 | Ionisation Electrode | 15
20043524 | Burner assembly 25 kW (Ceramat) with Gasket 20044894 | 197
20043594 | 3 way valve cartridge Rep 20017597 | 49
20043638 | Rear Side panel | 243
20043658 | Front Right Panel | 271
20043659 | Front Casing | 234
20043660 | Front Panel | 150
20043661 | Front Panel | 162
20043820 | Use 20044364 | 0
20044364 | Safety valve Rep 10025055 & 20034917 & 20043820 | 24
20044890 | Lateral insulation panel | 15
20044892 | Burner25Kw(Ceramat)+ top(20116624)& Bottom Gasket 20044894 | 128
20044894 | Burner Gasket 25KW | 13
20044895 | Exchanger cover with screws M5 x 15mm | 37
20044896 | Burner | 104
20045328 | Use 20020179 | 0
20045568 | LPG to NG conversion Kit | 24
20045569 | NG to LPG conversion kit (3.9) | 27
20046189 | Water Pressure Switch Replaced 2214 | 31
20046265 | Heat Exchanger Gasket - Replaced 20160020 | 15
20046266 | Cover | 33
20046269 | Burner (New type Worgas chain) | 144
20046270 | Protection | 14
20046560 | Pressure switch - Replaced 2726 | 26
20046652 | Panel - Replaced 20043639 | 216
20046831 | Tryton (Insullation) and Flange with screws | 27
20046833 | Tryton and Screws - Replaced 10027089 | 12
20046835 | Flange and Insulation | 33
20046836 | Tryton with 3 Screws Replaced 10028425 | 15
20046837 | Flange and Insulation | 36
20046839 | Tryton and Screws | 19
20047573 | Use 20101331 | 0
20047802 | Washer | 1.9
20047807 | Burner Flange | 20
20047811 | Ring Closing | 5.5
20047812 | Insulation | 22
20047819 | Washer | 1.4
20047820 | Sealant | 20
20048263 | Heat Exchanger shell | 84
20048269 | Heat Exchanger shell | 72
20048270 | Exchanger shell | 87
20048271 | Container Exchanger | 79
20048272 | Obsolete - Exchanger shell | 0
20048322 | Case Assembly - Replaced 20026073 | 88
20048779 | 3 way valve | 393
20049127 | Main Heat Exchanger | 1244
20049604 | NTC Sensor | 69
20049606 | Plug/Hole Cover | 3.8
20049608 | Condexa Pro Flue Stat adaptor cable | 31
20049611 | PCB Kit | 96
20049613 | Spark/Ignition Electrode | 8
20049617 | Quick primer pressure gauge - Replaced 20123122 | 19
20049618 | Obsolete - Frame Assembly | 0
20050373 | Low Tension Cable | 39
20050374 | Cover Assembly | 15
20050376 | Door Panel | 5.6
20051029 | Use 20101332 | 0
20051418 | Heat Exchanger Support Bracket | 12
20052519 | Gas Pipe | 8.3
20052572 | Main heat exchanger Rep 20005146 & 10023651 | 335
20052578 | Main Heat Exchanger Replaced 20011419 | 323
20052730 | Use 20005546 | 0
20055213 | NG Jet | 16
20055216 | Burner 29kw (Original Ceramat Mesh) and top seal (20116625) | 131
20055396 | Use 20109417 | 0
20055453 | Conveyor | 48
20055454 | Use 20069541 | 0
20055455 | Timer/Display Module | 131
20057326 | Control Panel Cover (Rear) | 7.8
20057328 | Use 20132153 | 0
20057330 | Knob | 5.2
20057331 | Front Panel | 20
20057332 | Wiring Harness CN8 to M2 to Clock & CN5. | 13
20057346 | Front Panel | 19
20057350 | Led light guide | 3.6
20057351 | Front Control Panel | 19
20057394 | CN10 to fan,CN11 to flo/rtrn NTC, Flue NTC & high limit stat | 36
20057395 | Low tension wiring - ERP | 17
20057751 | Use 20113104 | 0
20057833 | Frame assembly | 116
20057834 | Case Assembly | 141
20057837 | Front Panel | 50
20057854 | Use 20125237 | 0
20057855 | Obsolete - Gas Pipe | 0
20057856 | Use 20119995 | 0
20057857 | Use 20119996 Detection electrode | 0
20057858 | Tryton | 27
20057859 | Pipe | 41
20057861 | Pipe | 47
20057862 | Pipe | 49
20057864 | Pipe | 39
20057865 | Obsolete - Pipe | 0
20057866 | Pipe | 74
20057868 | CN9 to DHW flow switch, DHW NTC & Water pressure switch | 19
20057870 | Washer | 3.3
20057871 | Washer | 2.9
20057872 | Glass Fibre | 4.6
20057873 | Flow Pipe Assembly | 74
20057874 | CN1 to ign transformer - CN3 to fan. | 30
20057875 | CN2 to M3 Mains Cnnction, Clock, Pump & Gas valve + 3 Core | 74
20057876 | CN10 - fan & CN11- Flo/Rtrn NTC, Flue NTC & high limit stat | 46
20057878 | Washer | 5.6
20057880 | Conveyor | 27
20057882 | Top flue outlet blanking cap | 29
20057885 | Air/gas manifold | 25
20057887 | Burner assembly | 120
20057889 | Washer | 3
20057895 | Hanging Bracket | 7.2
20057896 | Support kit | 65
20058630 | Use 20123398 | 0
20058631 | Front Panel | 48
20058633 | Burner Assembly | 119
20058634 | Pipe | 76
20058635 | Pipe | 50
20058636 | Support Kit | 20
20059926 | Use 20042114 | 0
20060133 | Frame Assemble | 38
20060559 | Slave wiring Harness | 315
20060560 | Power wiring harness | 111
20060561 | Slave PCB | 576
20060564 | Ignition cable - Replaced 105901 | 108
20060566 | Use 20107400 | 0
20060569 | Fan | 829
20060571 | Gas valve | 467
20060573 | Connector | 111
20060574 | Delivery manifold | 205
20060575 | O-ring - Obsolete | 0
20060598 | Cock | 169
20060601 | Hose | 153
20060676 | Clip | 18
20060677 | Clip | 19
20060679 | Gas pipe | 60
20060682 | O-ring | 23
20060685 | Connector | 140
20060687 | Temperature probe | 96
20060689 | Obselete - Pipe | 60
20060691 | Pipe | 36
20060692 | Connector | 163
20060694 | Connection | 70
20060695 | Cable connector | 58
20060696 | Gaurd | 23
20060697 | Elbow | 41
20060717 | Baffle | 12
20060718 | 90° bend | 204
20060725 | Actuator | 252
20060727 | Master PCB | 531
20060728 | Master wiring harness | 169
20060729 | Burner | 222
20060730 | Use 20123491 | 0
20060731 | Use 20101605 | 0
20060732 | Orange - Flange | 150
20060938 | Card Reader Kit | 67
20061168 | Combustion Chamber Clip and 2 rivets | 2.5
20061391 | Condensation drainage pipe | 3.7
20061473 | Gas manifold | 560
20061474 | Delivery manifold | 963
20061475 | Obsolete - Lateral panel | 0
20061476 | Obsolete - Rear panel | 0
20061477 | Heating return manifold | 945
20061478 | Upper Front Panel | 222
20061480 | Top panel | 158
20061481 | Obsolete - Lateral panel | 0
20061482 | Left Panel | 327
20061484 | Right Panel | 560
20061486 | Upper Front Panel | 852
20061488 | Obsolete - Top panel | 0
20061489 | Obsolete - Gas manifold | 0
20061490 | Obsolete - Heating return manifold | 0
20061492 | Obsolete - Delivery manifold | 0
20061493 | Connector | 30
20061494 | Connector | 30
20061498 | O-ring | 10
20061501 | Bend | 58
20061502 | Obsolete - Rear panel | 0
20061504 | Diaphragm | 18
20061506 | Flange | 47
20061507 | Obsolete - Top panel | 0
20061508 | Obsolete - Top panel | 0
20061510 | Left Hand Door | 899
20061512 | Right Hand Door | 852
20061513 | Left Panel | 362
20061514 | Obsolete - Rear panel | 0
20061516 | Obsolete - Right panel | 0
20061517 | Top panel | 432
20061518 | Obsolete - Rear panel | 0
20061751 | Thermometer | 44
20061944 | Use 20138101 | 0
20063116 | 4 Pole Connector | 7.9
20063463 | Siphon | 10
20063464 | Siphon Cover | 6.9
20063466 | Condensing Pipe | 8.1
20063467 | Condensing Pipe | 7.6
20063468 | Washer | 1.4
20063584 | Air Pressure Switch | 28
20063990 | Left Hand Door | 899
20063991 | Left Panel | 589
20066456 | Plastic Condense Pipe Replaced 10027543 | 28
20066460 | Plastic Condense Pipe Replaced 10027568 | 29
20066463 | Plastic Condense Pipe Replaced 10028015 | 27
20066464 | Plastic Condense Pipe Replaced 10027977 | 31
20066636 | Obsolete - Electric panel | 0
20067062 | Wiring Harness CN6 to M6 to CN5. | 37
20067270 | Use 20185018 | 0
20067305 | Use 20185017 | 0
20067310 | Combustion cable | 59
20067421 | Front Panel | 186
20067491 | Fan diaphram | 1.9
20067579 | Mixer | 94
20067580 | Pipe | 34
20067581 | Flexible Pipe | 19
20067584 | Mixer | 96
20067585 | Gas Pipe | 19
20067807 | Instrument Panel | 19
20067812 | Instrument Panel | 18
20067813 | NTC Sensor | 8.2
20067815 | Use 20028733 | 0
20067816 | Pipe (Chrome) | 61
20067826 | Pipe | 203
20068881 | Plastic Condense Pipe Replaced 10024132 | 26
20068882 | Plastic Condense Pipe Replaced 10024440 | 28
20068884 | Plastic Condense Pipe Replaced 10024521 | 28
20068965 | By Pass Valve Lock | 1.5
20068999 | Washer - Obsolete | 0
20069007 | Air Chamber Access Panel | 54
20069510 | Obsolete - Frame assembly | 0
20069541 | Printed circuit board Replaced 20055454 & 20025735 | 166
20069542 | 3/4 Connection | 8
20069547 | Pump Wiring | 15
20069549 | Wiring Harness | 57
20069587 | LPG to NGConversion Kit | 45
20069592 | LPG to NG Conversion Kit | 45
20069593 | NG To LPG Conversion kit | 45
20069786 | DHW Actuator | 21
20070083 | Probe | 26
20071334 | Printed Circuit Board with display | 141
20071762 | Flow switch | 110
20071802 | Use 20101178 | 0
20071908 | Gas Pipe | 39
20071909 | Flow Pipe Assembly | 79
20071910 | Flow Pipe | 45
20071911 | Obsolete - Frame Assembly | 0
20071912 | Air box front cover | 55
20071914 | Burner Assembly | 75
20071916 | Support kit for Condensing Exchanger | 15
20071918 | Obsolete - Case Assembly | 0
20071921 | Use 20125030 | 0
20072076 | Ignition Electrode | 16
20072077 | Use 20119996 | 0
20072078 | Burner Assembly | 81
20072084 | Cover | 15
20072228 | Knobs Kit (2 Knobs) | 2.8
20072330 | Flow Pipe Copper | 26
20073417 | Heat Exchanger | 4286
20073427 | Flange | 24
20073436 | Fumes Connection | 126
20073521 | Control Panel | 17
20073523 | Case Assembly | 86
20073678 | Control Panel | 17
20073700 | Use 10022349 | 0
20073721 | Control Panel | 18
20073763 | Condensing Exchanger Assemby - Replaced 20028765 | 547
20074451 | Condensation Outlet Manifold | 210
20074453 | Exhaust Tube | 132
20074454 | Condensation Outlet Tube | 23
20074458 | Condensation Outlet Manifold | 134
20074462 | Exhaust Tube | 134
20074590 | Pipe | 12
20074728 | Spark/Ignition electrode Replaced 10027620 | 23
20075719 | Use 20057895 | 0
20075973 | Use 20000713 | 0
20075974 | Pump | 558
20076436 | Use in place of 29450144 On Board Relay | 68
20076437 | CN5 to Relay Board | 2.7
20076889 | Flexible Pipe | 5.9
20076890 | Combustion Cable | 63
20076891 | Flow Pipe Assembly | 19
20076892 | Obsolete - Front Panel | 0
20076893 | Case Assembly | 108
20076998 | Mixer | 93
20077974 | Solar pump lead | 19
20078170 | Front Panel | 19
20078171 | Pipe | 40
20078173 | Case Assembly | 141
20078350 | Use 20081926 | 0
20078519 | Instrument Panel | 23
20079833 | Frame Assembly | 144
20079944 | Use 20115425 | 0
20080711 | NG to LPG conversion kit | 8.5
20081059 | Plug - Obsolete | 0
20081316 | Fan Assembly with Built in Mixer | 279
20081318 | Fan Assembly with Built in Mixer | 271
20081537 | Air Box | 51
20081857 | Slave Wiring Harness | 243
20081858 | Slave Wiring Harness | 257
20081859 | Motor | 438
20081860 | Pipe | 128
20081926 | Thermistor/NTC Replaced 20003819 and 20004365 | 18
20081973 | CN7 TO CN2 External Pump Relay | 24
20082101 | Use 10025647 | 0
20082104 | Fan Baffle Compact 29HE Replaced 10026008 | 10
20082271 | Pump | 492
20082414 | Connection | 11
20082915 | LPG to NG Conversion Kit | 17
20082917 | NG to LPG conversion kit Jet and Blue Flange | 17
20083194 | Case | 96
20083225 | Heat Exhanger | 227
20083256 | Pipe - Obsolete | 0
20083257 | Pipe - Obsolete | 0
20083995 | LPG to NG Conversion Kit | 49
20083996 | NG to LPG Conversion Kit | 52
20084372 | Fan Baffle R/H | 7.9
20084373 | Fan Baffle - Replaced 10020516 | 4
20085616 | LPG Conversion Kit - Obsolete | 0
20085731 | NG to LPG Conversion Kit | 9
20085965 | Fan | 334
20085974 | Gas Diaphragm | 18
20086250 | Burner | 60
20086269 | Heat Exchanger Insulation | 9
20086438 | LPG to NG Conversion Kit | 50
20086673 | Burner | 77
20087082 | Combustion Cable | 53
20087173 | LPG to NG Conversion Kit | 84
20087176 | NG to LPG Conversion Kit | 84
20087319 | Burner | 99
20087321 | Mixer | 99
20087361 | Frame Assembly | 171
20087378 | Mixer | 85
20087379 | Burner | 50
20087380 | Premix Burner | 54
20088612 | Unica I (ERP) Air box | 100
20088617 | Instrument Panel | 18
20088621 | Instrument Panel | 18
20089097 | Burner | 108
20089382 | Use 20104311 | 0
20089999 | Plug and Nut | 2.8
20090680 | Pipe | 21
20091244 | Refractory disc kit - Replaced 4R102054 | 146
20091280 | Fumes Thermostat | 3.8
20091281 | NG Burner | 56
20091282 | Flue draught diverter | 39
20091526 | Pipe | 19
20091527 | Pipe | 14
20092620 | Fitting / Union Replaced 10026194 | 5.8
20093377 | Actuator | 407
20093799 | Clip for High Limit stat onto Heat Exchanger | 5.9
20093908 | Integral NRV | 13
20093938 | Condensation Outlet (Drainage) Manifold | 293
20094369 | Gas Valve | 79
20095477 | Casing | 162
20095796 | Washer | 0
20096202 | Degasser Connection Assembly | 4.2
20096531 | Wiring Harness ERP | 46
20096793 | Degasser Connection Assembly | 4.2
20097164 | Use 20102379 | 0
20097167 | NTC Sensor | 22
20097247 | Instrument Panel | 33
20098031 | Clamp | 9
20098032 | Clamp | 3.6
20098045 | On off switch | 20
20098050 | Clamp | 4.2
20098754 | O-Ring | 0.9
20099105 | Use 20194913 | 0
20099541 | Fairlead | 3.8
20099544 | Pipe | 21
20099545 | Flow Pipe | 23
20099548 | Degasser Kit and Pipe | 49
20100735 | Use 20126831 | 0
20100807 | ERP Pump - Replaced 10028816 and 20011402 | 220
20100812 | PWM Pump Cable | 14
20100816 | Condensation Outlet Tube | 5.1
20101177 | Instrument Panel | 18
20101178 | Control Panel Cover (Rear) Replaced 20071802 | 8.4
20101179 | Instrument Panel and Cover Combined | 24
20101183 | Instrument panel | 20
20101184 | Instrument panel | 25
20101186 | Instrument panel | 19
20101312 | Use 5221 | 0
20101331 | Flange Assembly - Replaced 20047573 | 44
20101332 | Heat Exchanger Bracket - Replaced 20051029 | 7.9
20101396 | ERP Pump - Replaced 20040990 | 237
20101521 | Burner head silicone gasket - Replaced 105903 | 6.4
20101597 | Clip | 3.6
20101599 | Clip | 3.6
20101600 | O Ring | 1.1
20101602 | O Ring | 0.8
20101605 | O ring replaced 20060731 | 3.1
20101723 | CN2 - M3 Mains Cnnction,Pump & Gas valve+TYCO lead for clock | 47
20101724 | Pressure Gauge Holder | 1.9
20101725 | Use 20141386 | 0
20102054 | Condensing Exchanger Assembly | 3429
20102262 | PTFE teflon gasket Replaced 105904 | 15
20102271 | Washer - Replaced 1B700005 | 1.3
20102274 | O ring | 2.1
20102374 | Pump washer | 1.2
20102376 | Washer | 1.5
20102379 | Silicone Gasket - Replaced 20097164 | 4
20102381 | Washer for heat exchanger (Composite) | 1.5
20102384 | Washer | 2.9
20102615 | Solar pump lead | 20
20102628 | CN2 - Gas Valve, Pump&Fuse block + TYCO plug for OT controls | 59
20102629 | Flow Pipe | 24
20102646 | Flow Pipe | 25
20102766 | Power wiring harness | 43
20103919 | ERP Pump - Replaced 20119529 & 20011230 | 202
20104056 | Circolatore Replaced 20104996 & 8876 | 275
20104238 | Domestic Heat Exchanger - Replaced 20036549 | 746
20104311 | ERP Pump - Replaced 10020438, 10021792 & 20089382 | 232
20104982 | Instrument Panel | 18
20104984 | Pump Caple | 13
20104985 | Flow Pipe | 53
20104986 | Pipe | 79
20104988 | Flow Pipe | 54
20104996 | Use 20104056 ERP Pump | 0
20104997 | M3A to CN4 ext pump relay, CN2 gas valve, pump, PD switch | 66
20106868 | Use 20199317 | 0
20107144 | Return Pipe | 65
20107145 | Flow Pipe | 67
20107154 | Instrument panel | 37
20107265 | Pump - Replaced R107911 | 319
20107400 | Ignition electrode - Replaced 20060566 | 93
20108296 | Water Guage Carrier | 7.5
20109067 | Circulateur | 159
20109407 | Electrical Panel | 814
20109416 | Pump | 1030
20109417 | Discharge Temp Sensor - Replaced 4026285 and 20055396 | 146
20109418 | Probe - Replaced 4026273 | 142
20112038 | Gasket Plate | 33.97
20112690 | Connection | 72
20112974 | Intrument Panel | 14
20112975 | Flow Pipe | 30
20113021 | CN9 to DHW Flo swtch,DHW NTC & Water PD switch- Rep 20025734 | 15
20113104 | LPG to NG Conversion Kit (5.1 Jet) - Replaced 20057751 | 10
20113110 | NG-LPG Conversion Kit (3.9 Jet & Flange) - Replaced 20029055 | 25
20115159 | Nipple | 4.1
20115164 | 5mm Pipe | 13
20115165 | Printed Circuit Board | 123
20115425 | Printed Circuit Board - Replaced 20079944 and 20036547 | 220
20116231 | Fan - Replaced 105931 | 506
20116624 | Gasket for top of 25kw burner (20044892 or 20043524) | 19.8
20116625 | Burner seal (On top of 20055216 burner) | 10
20116714 | Plug | 27
20117853 | Conveyor - Unboxed 20008306 | 42
20117854 | Unboxed Conveyor - 20007053 | 56
20118530 | Air Box Cover (Replaced 10024779 and 10021568) | 27
20118573 | Pipe | 18
20118574 | Pipe | 19
20118575 | Pipe | 13
20118577 | Obselete - Frame Assembly | 69
20118578 | Power Wiring harness | 52
20118580 | Spark Electrode Cable | 5.3
20118582 | Spark Sense Electrode | 13
20118588 | Instrument Panel | 22
20118590 | Case Assembly | 62
20118917 | Clock Casing | 3.6
20118918 | Clock Cable | 12
20118919 | Valve Cover (Excluding Clock) | 16
20118920 | Instrument Panel | 14
20118921 | Control Panel Cover | 5.6
20118922 | Case | 66
20119367 | Display Frame on Caseing | 3.6
20119368 | Remote Control | 123
20119369 | Case Assembly | 64
20119529 | Use 20103919 | 0
20119995 | Ignition electrode with lead and gasket - Replaces 20057856 | 14
20119996 | Snsing/Detect Electrode & Lead - Replacd 20072077 & 20057857 | 11
20120048 | Junction | 32
20120069 | Bend | 19
20120074 | Flow meter | 111
20120113 | Charging connector | 10
20120283 | Hinge | 27
20120586 | Hanging Bracket for Evolve Range | 6
20120828 | Locking Pin | 1.2
20120837 | Obsolete - Frame - Replaced 01005496 | 0
20121121 | Grill | 161
20121122 | Grill | 119
20123021 | O Ring | 1.8
20123090 | 8lt Expansion Tank | 89
20123091 | Conveyor | 32
20123093 | Cap Smoke Analysis | 4.9
20123094 | Side Panel | 51
20123095 | Use 20157135 | 0
20123096 | Flange Gasket | 1.6
20123098 | Flange Gasket | 0.7
20123119 | Degasser-conveyor connection | 1.7
20123120 | Pipe | 23
20123121 | Water Gauge Carrier | 1.9
20123122 | Use 20049617 | 0
20123123 | Gasket | 0.9
20123125 | Five Positions Fairlead | 1.8
20123127 | External Utilities Box | 49
20123149 | ¾” Locknut | 37
20123151 | Pipe | 22
20123152 | Pipe | 26
20123153 | Gasket | 8.7
20123154 | Burner Seal | 22.5
20123157 | Burner insulation panel | 16
20123159 | Gasket | 2.1
20123161 | Antisticking Gas Valve | 124
20123164 | Fan with intergrated mixer | 168
20123167 | Premix Burner | 50
20123184 | O'ring | 1.4
20123185 | Pipe | 47
20123186 | Pipe | 32
20123187 | O-ring | 0.9
20123188 | Condensation drainage syphon | 11
20123189 | Condensation drainage siphon | 6.8
20123190 | Trap Gasket | 0.9
20123194 | Pipe | 17
20123195 | Pipe | 27
20123196 | Pipe | 12
20123209 | Three Way Valve Cable | 9
20123210 | Low Tension cable | 21
20123214 | External Utilities Cable | 31
20123226 | Printed Circuit Board | 231
20123227 | Instrument Panel | 21
20123230 | Instrument Panel Fastner | 2.2
20123231 | Rolling Hinge | 2
20123237 | LED Protection Glass | 2.4
20123240 | Shaped Gasket | 8.2
20123241 | Control Panel | 244
20123243 | LED PCB | 19
20123262 | Front Panel | 72
20123283 | Control Panel Cover | 13
20123398 | Condensing Exchanger Assembly - Replaced 20058630 | 681
20123449 | Degasser Assembly | 18
20123491 | Obselete - Insulator - Replaced 4R105803 | 39
20123610 | Spark Electrode | 16
20123611 | Sense Electrode - Gasket is 20157555 | 11
20123980 | Three Way Valve | 53
20123995 | Clip | 1.8
20123996 | Stepper Actuator | 31
20123997 | Stepper Actuator and Cartridge | 44
20124018 | Condensate Drain Pipe | 1.3
20124073 | Fan with integrated mixer | 165
20124832 | Wiring Harness | 22
20125030 | Condensing Exchanger Assembly - Replaced 20071921 | 681
20125236 | Clip | 8.5
20125237 | Condensing exchanger assembly - Replaced 20057854 | 681
20125261 | Expansion Vessel Bracket | 2.7
20125347 | Front Panel | 205
20125362 | Obselete - Left Panel | 158
20125363 | Right Panel | 158
20125364 | Upper Panel | 125
20125365 | Cover Panel | 113
20125366 | Fitting Cover Panel | 151
20125367 | Obsolete - Panel | 0
20125369 | Insulation | 45
20125370 | Insulation | 45
20125371 | Insulation | 37
20125373 | 50mm x 80mm Adapter replaced 29450236 and 508 | 51
20125374 | O Ring | 3.4
20125375 | Burner | 81
20125376 | Connection Degasser | 61
20125377 | Outlet Water Pipe | 138
20125378 | Inlet Water Pipe | 129
20125379 | Obsolete - Drainage Pipe | 0
20125380 | Pipe | 56
20125381 | Pipe | 51
20125382 | Gas Pipe | 108
20125383 | Pipe | 83
20125384 | PCB | 396
20125385 | Adhesive | 64
20125386 | Pump Cable | 67
20125387 | Power Wiring Harness | 323
20125388 | Wiring Harness | 68
20125389 | Condensing Exchanger Assembly | 1286
20125390 | Obsolete - Insulation | 0
20125391 | Exhaust Tube | 49
20125392 | Erp Pump | 526
20125393 | Degasser | 38
20125394 | Suction Pump | 69
20125395 | Plug | 6.5
20125396 | Obsolete - Cover | 0
20125397 | Condensing Pipe | 36
20125398 | Digital display frame assembly | 57
20125399 | Obsolete - Bottom electrical box | 0
20125704 | Diaphragm 7.0 | 5
20125751 | Pipe | 59
20126154 | Fan Cover - Replaced 4026291 | 137
20126289 | Pressure transducer | 247
20126359 | Bracket - Left Side | 9
20126360 | Bracket - Right Side | 9
20126581 | Washer | 11
20126662 | Expansion Vessel pipe | 82
20126831 | Pump Cable ERP - Replaced 20100735 | 15
20127346 | Combustion chamber cover | 46
20127769 | Motore | 174
20127819 | Float | 18
20127825 | Power Wiring Harness | 68
20129069 | Counterframe/Spacing Frame | 50
20129296 | Condexa Hanging Bracket | 10
20129429 | Lateral panel | 289
20130308 | D-sub 25 connector cable (Riveted) | 56
20130427 | D-Sub 25 Connector Cable | 81
20130428 | Low Tension Cable | 49
20130718 | Hydraulic Connection | 4.6
20130719 | Pipe | 17
20130720 | Pipe | 29
20130721 | Pipe | 22
20130891 | Burner | 123
20130894 | Pipe | 27
20131460 | Use 20141386 | 0
20132107 | Fumes Connection | 10
20132108 | Condensation Outlet Tube | 11
20132109 | Condensation Outlet Tube | 12
20132111 | Power Wiring Harness | 98
20132112 | Pump Cable (PWM) | 49
20132114 | Ignition Cable | 65
20132117 | Combustion Cable | 109
20132118 | Front Flap | 34
20132153 | Case | 76
20132277 | Use 20189868 | 0
20132280 | Door Panel | 28
20132650 | Gas Cock | 20
20132651 | Cock | 34
20132652 | Heat Water Cock | 23
20132653 | Flow & Return isolation valve | 21
20132654 | Angle Pipe | 10
20132655 | Filling loop stop cock | 9
20132656 | Safety Valve Pipe | 10
20132851 | Filling Pipe | 10
20133174 | O'ring | 3.5
20133197 | Washer | 1.9
20133198 | Washer | 2.4
20133199 | Cap Nut | 1.3
20133200 | Cap Nut | 1.2
20133375 | Cover for by-pass assembly (One hole) | 12
20133755 | Gas Pipe | 27
20133759 | Premix Burner | 50
20133760 | Fan with premix Burner | 164
20133761 | Pipe | 30
20135087 | PCB | 288
20135296 | Side Panel (Left or Right) | 59
20135598 | External untilities cable | 33
20135777 | ERP Pump - Replaced 20136276 20036112 and 20025880 | 290
20135782 | Flue gas probe | 19
20135786 | Pipe | 1.9
20135787 | Expansion vessel | 76
20135789 | Flexible Pipe | 12
20135790 | Fan | 149
20135792 | Use 20197816 whenout | 9
20135794 | Fan Wiring | 29
20135795 | Use 20197819 | 0
20135800 | Low Tension Wiring | 54
20135930 | Heat exchanger insulation | 3.9
20135938 | Obselete - Spacer | 12
20135940 | Flap valve | 14
20135943 | Manifold | 2.6
20135945 | Adapter | 1.7
20135946 | Ignition electrode | 42
20135947 | Flame detection electrode | 36
20135948 | Insulation panel | 36
20135949 | Burner seal | 23.7
20135950 | Premix Burner | 56
20135951 | Cover seal/Fibre Gasket | 30
20135952 | Seal | 3.7
20135958 | 9lt Expansion Vessel | 134
20136036 | Tube Kit | 6.5
20136073 | Condensing Exchanger Assembly | 425
20136074 | Air Gas Conveyor | 173
20136075 | Fan | 158
20136087 | Anticondensation tube kit | 4.3
20136089 | Premix Burner | 63
20136184 | Obselete - Cleaning Kit Fluid 1lt refill | 27
20136186 | Obselete - Cleaning Kit for Helix-Linox | 259
20136192 | Use 20147535 | 0
20136276 | Use 20135777 | 0
20136316 | Use 20194913 | 0
20137038 | Use 20216327 (Check Price) | 0
20137039 | Pipe (Between Gas Valve and Gas Cock) | 25
20137040 | Flow Pipe | 31
20137043 | Use 20150557 | 0
20137329 | Flow Pipe (Degasser comes seperatly. Code 20123449) | 67
20137330 | Pipe off top of gas valve | 62
20137406 | Fan with Intergrated Mixer | 142
20137452 | Hexaganol Socket | 0.6
20137497 | Use 20166124 | 0
20137499 | Use 20166123 | 0
20138098 | Expansion vessel | 51
20138101 | Use 20211207 | 0
20138102 | Use 20187349 | 0
20138688 | Instrument Panel | 15
20138884 | Use 20158731 - Management PCB | 0
20138890 | Pre <FC22O001199 = 20158729 / Post ≥FC22O001200 = 20167184 | 212
20139169 | Safety thermostat | 31
20139183 | Hose | 42
20139352 | Obselete - Heat exchanger | 2143
20139369 | Fan voir code 4R105894 | 607
20139390 | Flue Gas Exhaust Pipe | 133
20139401 | Fan | 790
20139410 | Fan | 689
20139414 | Instrument Panel | 37
20139415 | Front Flap | 19
20139417 | Pipe | 17
20139418 | Case Assembly | 146
20139779 | Condensation Outlet Tube | 11
20139798 | Side panel | 119
20140935 | O-Ring | 0.4
20141318 | Flexible Pipe/Filling loop (Curved) | 15
20141319 | Heating Cock | 17
20141386 | Pressure Guage - Replaced 20101725 and 20131460 | 19
20143335 | NG to LPG Conversion Kit Condexa pro 57P and 70P | 21
20143336 | nG to LPG Conversion Kit Condexa pro 90P and 100P | 19
20143338 | NG to LPG Conversion Kit Condexa pro 135P | 19
20143340 | NG to LPG Conversion Kit Condexa pro 150P | 20
20143707 | Flow Pipe Aliminium | 31
20143708 | Pipe | 8.3
20143712 | Use 20169889 | 0
20143722 | Inlet with Pressure intake | 3.8
20143725 | Silicone pipe | 1.8
20143726 | Differential Pressure Switch | 25
20144623 | Display PCB | 135
20145176 | PCB - Replaces 20177589 | 124
20145178 | PCB | 148
20145188 | CN10-Fan,CN11-Flo/Retrn NTC,Flue NTC & High limit,Air PD& PD | 38
20145191 | Differential Pressure Switch | 24
20145198 | Air pressure switch | 24
20145210 | Suction Pipe | 21
20145826 | Return quick connection | 43
20145853 | Clip - Replaced 4R109123 | 6.1
20145861 | Air Venting Valve (Plastic) | 15
20146241 | PCB | 170
20146673 | O-ring | 2.1
20146792 | Linox Heat Exchanger - Condexa | 1286
20147183 | Heat regulation wiring | 28
20147535 | Auto air vent (Black) - Rep 20019768 and 20136192 | 6.3
20147744 | Light Blue Push button | 2.7
20147745 | Control PCB | 113
20147747 | Insulation panel (2 Pack) | 16
20147750 | O ring | 1.4
20147753 | Thermostat | 13
20147767 | Grey Push Button | 2.5
20147768 | Power Wiring Harness | 107
20147769 | High limit thermostat - Replaced 10021235 | 3.3
20147835 | Insulation panel | 15
20147836 | Hood assembly | 36
20147837 | Pipe | 15
20147838 | Pipe | 15
20147840 | 14mm Pipe | 17
20147841 | Pipe | 21
20147845 | Use 20185022 | 0
20148585 | Clip | 0.6
20149039 | Hanging Bracket - Replaced 20017785 | 9
20149065 | Spark/ignition electrode with lead | 16
20150557 | Burner - Replaced 20137043 | 98
20151559 | Pump - Replaced 4026245 | 311
20151601 | Obsolete - Nipple | 0
20151663 | 6.0 injector | 6.5
20151684 | Use 20123241 REC10 Remote control | 0
20152115 | Obsolete - Support | 0
20152119 | Obsolete - Bracket | 0
20152306 | Clamp for flexible pipe - Replaced - 10026791 | 2.2
20152415 | 4.3 Injector | 7.8
20152418 | Side Panel | 52
20152419 | Clip | 0.9
20152422 | Combustion Wiring | 31
20152424 | Gasket | 0.6
20152553 | 5.2 Injector | 6
20153225 | Silicone Pipe | 0.9
20153683 | Main PCB | 145
20153684 | Combustion Cable | 34
20153685 | Condensation Outlet Tube | 13
20153687 | Frame Assembly | 156
20154023 | Ground rivet | 4.3
20154187 | Combustion chamber cover | 16
20154189 | Air box cover | 39
20154190 | NG main burner injector manifold | 43
20154192 | Burner | 110
20154194 | Use 20158510 | 0
20154266 | Pump Power Lead | 26
20154280 | Instrument Panel | 30
20154281 | Cover Assembly | 13
20154283 | Pipe | 25
20154285 | Pipe | 18
20154286 | Condense Pipe | 19
20154287 | 4-Pole Connector | 6.1
20154288 | 8-Pole Connector | 13
20154418 | Back control panel cover | 14
20154616 | Combustion Cable | 33
20154725 | Pressure transductor | 223
20155759 | Use 20143712 | 0
20156933 | Combustion chamber cover | 11
20157009 | Instrumental panel | 29
20157132 | Use 20157135 | 0
20157133 | Silencer | 1.9
20157134 | Analysis Plug | 4.6
20157135 | Fumes Flange Kit - Replaced 20123095 and 20157132 | 16
20157191 | Electrode gasket | 24.2
20157555 | Electrode Gasket from 20123611 | 5
20157769 | DHW Heat Exchanger | 171
20157882 | LPG to NG conversion kit | 45
20157884 | Use 20158510 | 0
20158510 | NG to LPG Main Burner Inject Manifld Conversion kit (Nickel) | 54
20158729 | Display PCB (74A5) | 238
20158731 | PCB - Replaced 20138884 4R107723 | 336
20158732 | Main PCB | 316
20158782 | Front Panel/Cover | 118
20159693 | Instrument Panel | 17
20160017 | Use 20116624 | 0
20160018 | Use 20044894 | 0
20160019 | Use 20116625 | 0
20160020 | Use 20046265 | 0
20161310 | Pipe | 13
20161490 | Pipe | 14
20161501 | Tube Kit | 13
20161546 | Pipe | 18
20161547 | Pipe | 30
20162477 | Fan - Replaced R93A | 81
20162897 | filling assembly | 9
20163797 | D-Sub 25 Connector Cable (Screwed) | 24
20163798 | D Sub Wiring Harness | 28
20164543 | Cock | 18
20164544 | Air Seperator / Degasser | 5.6
20164545 | Use 20186278 | 0
20164546 | Control PCB | 36
20164547 | Instrument panel | 17
20165161 | Interface display | 87
20165453 | Filter | 57
20165857 | PCB cable | 14
20165861 | Water filter | 2.2
20166123 | Copper Return Pipe Replaced 20137499 and 20025763 | 35
20166124 | Copper Flow Pipe replaced 20137497 and 20025744 | 52
20166541 | Water pressure switch replaced 20003181 and 10028141 | 11
20166929 | Sealing Gasket | 1.6
20166930 | Sealing Gasket | 1.7
20167176 | Main PCB (3D4C) | 340
20167184 | Display PCB (A3EE) | 262
20167252 | Use 20178237 | 0
20167254 | Low voltage wiring | 12
20167255 | BUS cable | 23
20167256 | Ground connection wiring | 1.5
20167257 | Fan wiring | 18
20167258 | Flame ignition wiring | 10
20167259 | Combustion Wiring | 54
20167260 | Power wiring | 44
20167261 | Pressure Transducer Wiring | 7.4
20167315 | Converstion Kit MTN | 6
20167473 | Pipe (Slot for Drain Tap 20000533) | 37
20168280 | Transformer wiring | 32
20168464 | Pipe | 39
20169395 | Non Return Valve | 14
20169396 | Condensation Outlet Pipe | 5.8
20169571 | Air Vent Bottle | 19
20169574 | Connecter Support on Pump | 4.6
20169575 | Connectors support | 21
20169871 | Drainage Pipe and Siphon kit | 23
20169872 | Drainage pipe + siphon kit | 33
20169889 | Siphon - Replaced 20155759 and 20143712 | 19
20169891 | Silicone Tube | 2.5
20169894 | Silicone Tube | 3
20171129 | Flue Gas analyser Probe Adaptor | 3.1
20175284 | Air pressure switch | 24
20175939 | Silicone Tube | 3.2
20177647 | Air/gas conveyor | 166
20177648 | Insulation Panel | 51
20177649 | Condensing Exchanger Assembly | 334
20177651 | Air/gas conveyor | 167
20177653 | Condensing Exchanger Assembly | 434
20177790 | Spacer | 6.9
20178204 | Front Panel | 95
20178232 | Pump Cable (PWM) | 6.6
20178237 | Main PCB | 121
20178238 | ERP Pump 6 mt with PWM wires 20178223 & 20190422 | 206
20179987 | Vision Plus Case | 110
20179989 | Instrument Panel | 15
20179990 | Electric Parts Cover | 9
20179991 | Hinge | 1.3
20179992 | Wiring Harness | 7.2
20179993 | Display PCB | 64
20179994 | Flow pipe | 25
20179996 | Power Wiring Harness | 41
20179997 | Pipe | 10
20179998 | Knob | 2
20179999 | Knob | 2.4
20180000 | Flow isolation valve | 25
20180001 | Filling loop 3-way valve/Cold water Filling valve | 37
20180465 | Cover | 4.6
20180532 | Conveyor | 40
20180738 | PCB Kit -Order Seperate Main and Display PCB based on Serial | 578
20181022 | Wiring Harness | 32
20181023 | Control Panel | 154
20181024 | Power Wiring Harness | 41
20181025 | Nut | 3.7
20181026 | Pipe | 19
20181027 | Hole Cover | 1.3
20181028 | Silicone Tube | 5.8
20181033 | Pipe | 15
20181034 | Pipe | 25
20181035 | Wiring Harness | 3
20181038 | Pipe | 24
20182412 | O ring | 0.6
20182430 | Pump Cable | 8.2
20182828 | Condensing exchanger assembly | 434
20184077 | G27 Conversion Kit | 26
20184079 | G2.350 Conversion Kit | 16
20184336 | Wiring Harness | 26
20185017 | Main Heat Exchanger - Replaced 20067305 | 262
20185018 | Main Heat Exchanger - Replaced 20067270 | 223
20185022 | Heat exhanger - Replaced 20147845 | 225
20185155 | Siphon | 19
20185332 | ERP Pump - Replaced 10027571 10027258 20039926 & 20005582 | 220
20186176 | ACC Programmer P1 | 1333
20186253 | Solenoid | 69
20186278 | Flow Pipe - Replaced 20164545 | 28
20186781 | Power Wiring Harness | 42
20186917 | Water Pressure Switch | 11
20186918 | Pressure Switch and Pipe | 39
20187003 | Silencer kit - Elbow - wire clip and instructions | 28
20187004 | Silencer kit - Burner - Elbow - wire clip and instructions | 83
20187349 | Expansion Vessel - Replaced - 20138102 and 2204 | 106
20188223 | LPG to NG Conversion Kit | 18
20188226 | LPG to NG Conversion Kit | 9
20188331 | Pipe | 14
20188332 | Pipe | 10
20188335 | Pipe Kit - 5m Pipe 20115164 14m Pipe 20147840 2 Washers 5052 | 29
20188453 | Washer | 1.3
20188455 | Siphon | 16
20188456 | Non return valve | 2.8
20188457 | DHW Heat exchanger | 52
20188458 | ERP Complete Pump - Replaced 20199775 | 224
20188459 | Connector | 12
20188460 | Washer | 3.2
20188461 | Clip | 0.6
20188462 | Clip | 0.5
20188463 | Bracket | 4.1
20188465 | Pipe | 11
20188467 | Electric Parts Cover | 11
20188469 | Power Wiring Harness | 17
20188470 | Combustion Cable | 27
20188471 | Bus Wiring Harness | 5.2
20188472 | Wiring Harness | 1.3
20188475 | Low Tension Cable | 9
20188481 | Washer | 1.6
20188484 | Use 20198401 | 0
20188486 | Silicone Pipe | 7.2
20188488 | Temperature Detector | 4.6
20188495 | Conveyor | 119
20188496 | Insulation panel | 39
20188498 | Burner Seal | 1.7
20188499 | Premix Burner | 56
20188500 | Burner Seal | 40
20188501 | Condensation outlet (drainage) manifold | 202
20188504 | Fan Assembly | 161
20188595 | Modulator | 34
20188598 | Use 20217241 Cartridge (Flow Sensor-New Platform) | 0
20188600 | Hole Cover | 2.1
20188603 | Clip | 1.4
20188605 | Flow regulator PCB - Replaced 20180877 | 13
20188607 | Cartridge | 13
20188746 | 4-Pin Connector | 6.1
20188747 | DHW Heat Exchanger | 57
20188749 | Silicon Pipe | 1.5
20188753 | Fan Assembly | 161
20188870 | Suction Duct | 134
20188871 | Premix Burner | 61
20188985 | Actuator | 42
20188990 | Cartridge | 35
20188991 | By-pass valve | 3.2
20188992 | Pressure Transductor - Replaced 20191405 | 18
20188993 | Safety Valve | 11
20188994 | Temperature Detector | 13
20189049 | Clip | 1.3
20189051 | Clip | 1.3
20189052 | Clip | 1.2
20189064 | Clip | 1
20189084 | Condensate siphon | 18
20189301 | Remote Control | 240
20189868 | Use 10024627 | 83
20190415 | BUS Wiring Harness | 26
20190416 | Condensation outlet | 2.2
20190417 | Bracket | 2.4
20190419 | Air Filter | 39
20190420 | Pipe from Heat Exchanger | 5.8
20190421 | Power Wiring Harness | 45
20190422 | Pump Cable (PWM) | 10
20191044 | 3 poles connector | 4.5
20191108 | ERP Pump | 219
20191150 | Bracket for Burner | 3
20191397 | Front Panel | 93
20191403 | Front Panel | 88
20191405 | Use 20188992 | 0
20191408 | Condensing Pipe | 7.8
20191409 | Wiring Harness | 14
20191410 | Low Tension Cable | 24
20191411 | Pipe | 42
20191690 | Condensate Drain Siphon kit | 50
20191691 | Siphon Kit | 31
20191692 | Siphon Kit | 37
20192061 | Washer | 3
20192188 | Motor | 371
20192189 | Motor | 276
20192190 | Motor | 245
20192191 | Compressor | 503
20192192 | Compressor | 447
20192193 | Compressor | 963
20192194 | Compressor | 885
20192195 | Room temperature probe | 1.5
20192196 | Temperature probe | 2.9
20192198 | Temperature probe | 5.4
20192199 | Temperature probe | 6.3
20192200 | Water temperature probe | 34
20192201 | Temperature probe | 5.4
20192203 | Temperature probe | 5.4
20192205 | Water temperature probe | 12
20192206 | Temperature probe | 7.3
20192207 | Room temperature probe | 6.2
20192208 | Pressure probe | 178
20192209 | Fan | 35
20192210 | Fan | 65
20192211 | Fan | 87
20192218 | Clamp | 0.8
20192220 | Clamp | 1
20192222 | Clamp | 0.5
20192224 | Drain Plug | 1.3
20192225 | Hose | 50
20192226 | Hose | 29
20192227 | Handle | 2.1
20192228 | Handle | 1.2
20192232 | Cable gland | 4.1
20192233 | Hose | 54
20192235 | Plate | 0.2
20192237 | Grill | 59
20192238 | Clamp | 0.4
20192239 | Cover | 17
20192241 | Panel | 56
20192242 | Hydraulic group | 3429
20192243 | Hydraulic group | 4286
20192244 | Hydraulic group | 4203
20192245 | Back panel | 17
20192246 | Pannel | 26
20192247 | Support | 22
20192249 | Front panel | 145
20192250 | Cover | 60
20192251 | Engine support | 34
20192252 | Support | 18
20192253 | Front panel | 64
20192254 | Plate | 22
20192265 | Box | 18
20192266 | Plate | 21
20192267 | Plate | 21
20192268 | Plate | 16
20192269 | Front panel | 106
20192270 | Clip | 13
20192274 | Clip | 1.7
20192276 | Plate | 27
20192277 | Lateral panel | 99
20192279 | Divider | 74
20192283 | Clip | 0.6
20192284 | Clip | 1.2
20192285 | Small panel | 0.9
20192294 | Plate | 19
20192295 | Electrical panel bottom | 30
20192328 | Side panel | 32
20192329 | Support | 8.5
20192330 | Background | 35
20192332 | Background | 97
20192334 | Support | 6
20192335 | Side panel | 40
20192336 | Background | 114
20192337 | Support | 19
20192338 | Background | 44
20192339 | Divider | 62
20192341 | Bracket | 19
20192347 | Support panel | 83
20192350 | Motor support | 115
20192351 | Handle | 13
20192352 | Coverage | 6.3
20192353 | Coverage | 61
20192354 | Front Panel | 100
20192357 | Handle | 5.4
20192358 | Clip | 1.5
20192360 | Support | 27
20192362 | Chassis | 93
20192363 | Divider | 43
20192364 | Background | 154
20192365 | Engine support | 95
20192366 | Side Panel | 63
20192368 | Support | 22
20192378 | Support | 21
20192379 | Divider | 44
20192380 | Bracket | 98
20192382 | Plate | 81
20192383 | Basement | 147
20192385 | Divider | 43
20192388 | Plate | 12
20192390 | Fund | 25
20192391 | Front panel | 41
20192393 | Cover | 103
20192394 | Plate | 4.8
20192395 | Cover | 141
20192396 | Plate | 2.9
20192397 | Plate | 1.9
20192398 | Plate | 5.4
20192406 | Plate | 10
20192407 | Plate | 11
20192408 | Base | 1.9
20192409 | Base | 0.6
20192411 | Washer | 1.2
20192412 | Sealing ring | 0.4
20192413 | Sealing ring | 1.2
20192415 | Small panel | 2.9
20192416 | Plug | 1.2
20192417 | Hose | 1.5
20192418 | Gasket | 2.3
20192419 | Gasket | 4
20192420 | Gasket | 6
20192421 | Exchanger | 584
20192422 | Exchanger | 154
20192424 | Grill | 152
20192433 | Grill | 164
20192435 | Exchanger | 617
20192436 | Exchanger | 719
20192437 | Condensation pipe | 16
20192438 | Pipe | 4.8
20192439 | Water outlet pipe | 173
20192440 | Water outlet pipe | 198
20192441 | Reservoir | 87
20192442 | Reservoir | 94
20192443 | Water drainage pipe | 120
20192444 | Pipe assembly | 14
20192445 | Pipe assembly | 20
20192446 | 4 way valve | 455
20192454 | Water drainage pipe | 241
20192455 | Tank | 62.45
20192456 | Intake | 97
20192457 | Valve | 151
20192458 | Water outlet pipe | 77
20192459 | Water inlet pipe | 68
20192460 | Water outlet pipe | 86
20192461 | Water inlet pipe | 80
20192463 | Suction pipe | 84
20192464 | Suction pipe | 80
20192467 | Suction pipe | 89
20192468 | 4 Way valve | 270
20192469 | Valve | 117
20192470 | 4-way valve | 267
20192471 | Valve | 115
20192472 | Valve | 118
20192473 | 4-way valve | 366
20192474 | Safety valve | 77
20192477 | Solenoid valve | 40
20192478 | Solenoid valve | 33
20192480 | Exhaust Valve (AAV) | 83
20192481 | Valve | 98
20192484 | Valve | 99
20192486 | 4-way valve | 64
20192487 | 4 way valve | 218
20192491 | 4-way valve | 111
20192492 | Connector | 6.7
20192493 | Connector | 7.3
20192496 | Liquid separator | 80
20192498 | Liquid separator | 82
20192499 | Liquid Separator | 82
20192500 | Liquid separator | 92
20192501 | Filter | 50
20192502 | Filter | 111
20192503 | Accumulator | 50
20192504 | Expansion vessel | 161
20192505 | Exchanger | 1109
20192507 | Exchanger | 986
20192508 | Exchanger | 1341
20192509 | Exchanger | 1299
20192510 | Exchanger | 1275
20192511 | Exchanger | 1371
20192512 | Condenser | 951
20192513 | Condenser | 945
20192514 | Drums | 1208
20192515 | Drums | 818
20192516 | Drums | 1183
20192517 | PCB - Hydraulics Module | 423
20192519 | Control board | 392
20192520 | Control board | 338
20192521 | PCB - Filter | 299
20192523 | Form | 1286
20192530 | Filter PCB | 362
20192531 | Printed Circuit Board | 1444
20192532 | PCB - Switch Board | 14
20192533 | Switch board | 14
20192534 | Control Board | 334
20192535 | Electrical connection box | 331
20192537 | Connection Box | 2914
20192539 | Connection Box | 535
20192542 | Connection box | 1286
20192547 | Connection box | 1264
20192548 | Connection box | 531
20192549 | Connection box | 541
20192565 | Connection box | 2003
20192566 | Use 20204217 | 0
20192567 | Reactor | 60
20192568 | Reactor | 99
20192569 | Reactor | 59
20192570 | Terminal block | 7.3
20192571 | Terminal block | 3.7
20192572 | Terminal board | 11
20192573 | Water pressure switch | 78
20192575 | Pressure switch | 84
20192576 | Flow switch | 100
20192577 | Pressure switch | 21
20192578 | Pressure switch | 15
20192579 | Regulator | 17
20192581 | Pressure switch | 13
20192582 | Pump | 1436
20192583 | Pump | 1046
20192586 | Electrical resistance | 21
20192587 | Electrical resistance | 20
20192588 | Electrical resistance | 26
20192589 | Electrical resistance | 65
20192590 | Electric healter | 17
20192591 | Pressure gauge | 24
20192664 | ERP Pump - Replaced 6025 | 248
20192672 | G230 Conversion kit | 5.2
20192674 | G230 Conversion kit | 5.2
20192676 | Conversion Kit G2.350 Conde | 27
20192795 | Plate | 1520
20192797 | Form | 1007
20192798 | Form | 777
20192799 | Form | 733
20193008 | Seal assembly | 5.4
20193009 | Fumes flange with two screws and foam seals | 9
20193324 | Control panel | 12
20193326 | Spark Electrode Cable | 10
20193327 | Hinge | 1.9
20193328 | Expansion tank | 85
20193329 | Flange gasket | 7.1
20193330 | Spacer | 1.1
20193331 | Pipe | 15
20193332 | Pipe | 13
20193333 | Pipe | 9
20193334 | Side Panel | 60
20193338 | Condensing Exchanger Assemby | 360
20193339 | Washer | 2.3
20193340 | Condensing pipe | 5.2
20193343 | Pipe | 14
20193344 | Pipe | 10
20193345 | Condensing Exchanger Assemby | 320
20193346 | Spark electrode cable | 16
20193350 | Insert | 4
20193766 | Hydraulic connection | 42
20193768 | Gasket fan | 12.1
20193822 | Casing | 120
20193831 | Panel | 64
20193984 | Pump Head | 203
20194007 | Hydraulic Control Cable | 16
20194091 | Interface | 16
20194092 | Filling loop flexible pipe | 12
20194093 | Bluetooth Module (Sits on maiin PCB) | 65
20194095 | Use 20217240 | 11
20194394 | Interface | 16
20194395 | Interface | 16
20194432 | Instrament Panel | 24
20194508 | Fitting | 3.5
20194509 | Pipe | 17
20194510 | Gasket | 0.2
20194516 | Plug | 1.9
20194913 | ERP Pump - Replaced 20136316 and 20099105 | 377
20194982 | Use 20198401 | 0
20195212 | Spark Wiring | 16
20195223 | Pipe | 6
20195453 | Combustion Wiring | 29
20195454 | Wiring Harness | 12
20195455 | Wiring Harness | 15
20195456 | Pump Head (Motor) | 120
20195457 | Pump Head | 189
20195464 | Board Connection Wiring | 2.7
20195465 | Low Voltage Wiring | 7.5
20196474 | Valve by-pass | 5.6
20196690 | Valve by-pass | 9
20196704 | ERP Pump Adaptor | 22
20196751 | Gas Valve Kit | 495
20196753 | Gas Valve Kit | 495
20196856 | Flue gas outlet connection | 40
20197816 | Ignition Electrode Cable - Replaced 20135792 | 9
20197819 | Flame Wiring Harness - Replaced 20135795 | 9
20197821 | Flame Harness | 4.3
20197825 | Ignition transformer and relocation kit | 40
20197827 | Ignition transformer and relocation kit | 39
20198280 | PCB | 53
20198281 | Control Panel | 70
20198401 | Printed Circuit Board - Replaced 20188484 and 20194982 | 169
20198517 | Electrode | 20
20198520 | Electrode | 21
20198521 | Washer | 1.4
20198523 | Main PCB | 241
20198544 | Pressure Transducer | 21
20198552 | Fan | 124
20198553 | Condensing heat exchanger | 565
20198561 | Temp Stat | 6.7
20198567 | Pump | 450
20198765 | Electrode | 29
20198767 | Electrode | 25
20198768 | Washer | 3.5
20198811 | Pump | 403
20198818 | Temp Stat | 1.4
20198825 | Retarder | 51
20198831 | Fan | 389
20198856 | Pressure Switch | 51
20199317 | Pump - Rep 20002906 20010682 2225 20001873 & 20106868 | 220
20199439 | Plate | 28
20199441 | Transformer Kit | 354
20199445 | Divider | 45
20199453 | Support | 23
20199455 | PCB - Invertor Module | 764
20199456 | Terminal Block | 0.2
20199461 | Divider | 29
20199462 | Cover | 4.8
20199468 | Support | 5.1
20199469 | PCB - Invertor Module | 808
20199472 | Divider | 45
20199474 | Support | 19
20199475 | PCB - Invertor Module | 1063
20199477 | Divider | 44
20199516 | PCB - Control | 315
20199517 | PCB - Refrigerant | 296
20199518 | PCB - Refrigerant | 205
20199774 | Interface | 15
20199775 | Use 20188458 | 0
20199776 | Use 20169571 | 0
20199850 | Wiring | 34
20199851 | Wiring | 10
20200101 | Pipe | 12
20201544 | Refrigerant pressure transducer wiring harness | 46
20201581 | Fan | 140
20201929 | Gas Pipe | 17
20201930 | Gas Pipe | 12
20202286 | Ignition transformer | 40
20202811 | BUS Harness | 9
20202820 | Logical PCB | 2914
20202829 | Isolation | 30
20203684 | Side Panel | 17
20204172 | Grill | 93
20204173 | Base | 121
20204174 | Flexi Hose | 1.3
20204175 | Hydraulic Components | 3772
20204176 | Exchanger | 1274
20204177 | Pump | 721
20204210 | Exchanger | 834
20204211 | Side Panel | 10
20204212 | Clip | 2.6
20204217 | Control Panel - Replaced 20192566 | 405
20204218 | Electric Box Connection | 1371
20204219 | Plate | 33
20204220 | Electric Box Connection | 506
20204221 | Bottom Mount for PCB | 38
20204222 | Front Panel | 79
20204223 | Side Panel | 45
20204224 | Front Panel | 15
20204227 | Grill | 107
20204233 | Fumes Flange | 11
20204235 | Ignition Electrode | 37
20204256 | Pump | 189
20204259 | Clip | 7.8
20204261 | Hinge | 1.5
20204262 | Expansion Vessel | 73
20204263 | Pipe | 18
20204264 | Pipe | 14
20204265 | Gas Pipe | 11
20204267 | Conveyor | 130
20204268 | Pipe | 15
20204269 | Spring | 3
20204270 | Hydrometre | 13
20204271 | Side Panel | 48
20204272 | Safety Valve | 14
20204273 | Pipe | 3.9
20204274 | Support | 2
20204275 | Knob | 1.1
20204276 | Gas Valve | 90
20204278 | Body | 24
20204279 | Actuator | 32
20204280 | Cartridge | 51
20204281 | Condensate Drain Manifold | 2.7
20204282 | Base | 296
20204285 | Hydraulic Components | 4256
20204286 | Divider | 112
20204288 | Plate | 27
20204293 | Exchanger | 1500
20204295 | Exchanger | 1020
20204297 | Front Panel | 61
20204300 | Side Panel | 56
20204301 | Side Panel | 53
20204303 | Electric Box Connection | 2170
20204304 | Plate | 2.9
20204305 | Plate | 23
20204307 | Electric Box Connection | 3009
20204309 | Plate | 19
20204311 | PCB | 1501
20204312 | Base | 315
20204313 | Electric Box Connection | 43
20204315 | Plate | 27
20204316 | Exchanger | 1314
20204318 | Plate | 27
20204627 | Earth Wire 800mm | 4.2
20204849 | Fume Analysis Socket Cap | 1.7
20204894 | Exchanger | 85
20204970 | Pipe | 14
20204976 | Pipe | 11
20205196 | Main PCB - Replaced 10024528 | 171
20205489 | Shimge pump PCB | 20
20206030 | Control PCB | 353
20206033 | Pipe | 14
20206034 | Handle | 1.4
20206647 | Washer Replaced 10026322 | 24
20206744 | Electrical Parts Cover | 17
20206745 | Connector | 15
20206750 | Wiring Harness to PCB | 37
20206751 | Combustion Cable | 112
20207760 | Fan | 103
20207761 | Fan | 102
20208198 | Use 10023482 | 0
20208327 | Use 20224114 | 95
20209890 | Control PCB | 312
20209899 | Display Board Version CD97 | 200
20209902 | Control Board Version EFC7 | 275
20210033 | Condensing Exchanger | 427
20210035 | Condensing Exchanger | 528
20210527 | Connection | 2.7
20210528 | Tubo | 17
20210529 | Interface | 92
20210530 | Power Wiring Harness | 130
20210534 | Case Assembly | 109
20210654 | Power Wiring Harness | 130
20210655 | Combustion Cable | 112
20210674 | Interface | 183
20211207 | 8 Litre Expansion Vessel - Replaced 20138101 & 20029826 | 110
20212416 | Exhaust Valve | 10
20212417 | Circulation Motor | 260
20212616 | Pipe | 29
20212956 | Side Panel | 38
20215275 | Electric Parts Casing | 32
20215510 | Wiring for transducer | 80
20216089 | Main PCB | 173
20216322 | Condensing exchanger assembly - Rep 20125237 and 20057854 | 889
20216324 | Condensing Exchanger Assembly - Rep 20123398 and 20058630 | 902
20216325 | Condensing Exchanger Assembly - Rep 20058630 and 20125030 | 681
20216327 | Condensing Exchanger Assembly - Replaced 20137038 | 681
20216445 | Expansion Vessel | 134
20216863 | Conveyor - Unboxed 20057880 | 21
20217240 | Flow regulator cartridge Replaced 20194095 | 13
20217241 | Cartridge (Flow Sensor-New Platform) Replaced 20188598 | 12
20217242 | Flow regulator cartridge Replaced 20188607 | 11
20218116 | PCB | 109
20223517 | DHW Heat Exchanger (temporary rep for 8036) | 139
20223520 | DHW Heat Exchanger (temporary rep for 8037) | 150
20223995 | DHW Heat Exchanger (temporary rep for 10024627) | 120
20223997 | DHW Heat Exchanger (temporary rep for 20188747) | 57
20223999 | DHW Heat Exchanger (temporary rep for 20188457) | 52
20224001 | DHW Heat Exchanger (temporary rep for 20204894) | 85
20224106 | DHW Heat Exchanger (temporary rep for 20208327) | 95
2033 | Transformer (Repl 10023478) | 117
2044 | Use 20166541 | 0
2047 | Heating bypass valve | 6.8
2051 | Pipe | 21
2052 | Obsolete - Pipe | 0
2053 | Obsolete - Pump Pipe | 0
2059 | Use 2060 | 0
2060 | Air Box Side (Left and right the same) | 26
2061 | Use 10020430 | 0
2062 | Obsolete - Case | 0
2068 | Obsolete - Baffle | 0
2069 | Obsolete - Burner Baffle | 0
2072 | Air Chamber | 62
2073 | Air box bottom (Rep 10027894/1912) | 71
2074 | Boiler Bracket | 11
2075 | Use 10022029 | 0
2076 | Fan Assembly | 179
2080 | Use 10020493 | 0
2089 | Electronic Ignition Box | 200
2090 | Obsolete - Gas Pipe | 0
2091 | Use 2470 | 0
2092 | Sensing Electrode | 15
2093 | Obsolete - Pipe | 0
2095 | Obsolete - Pipe | 0
2096 | Obsolete - Wiring Harness | 0
2111 | LPG jet 5.0 | 14
2127 | Obsolete - Insert | 0
2139 | Gas Valve (replaced 2897) | 245
2164 | Use 10023603 | 0
2165 | Use 10027757 | 0
2192 | Use 10027864 | 0
2201 | Use 0533 | 0
2204 | Use 20187349 | 0
2211 | Obsolete - Potentiometer Extention | 0
2213 | Obsolete - Connection | 0
2214 | Use 20046189 | 0
2216 | Manifold Plug | 3.3
2217 | Screwed Connection | 4.3
2218 | Use 10022000 | 0
2219 | Use 10022002 | 0
2222 | Locking Pin | 3.9
2223 | Locking Pin | 3.6
2225 | Use ERP Pump 20106868 | 0
2226 | Rubber Seal | 4
2228 | Use 10024670 | 0
2229 | Use 10024779 | 0
2230 | Rear Insulation Panel for Combustion Chamber | 17
2231 | Side Insulation Panel for Combustion Chamber | 17
2232 | Front Insulation Panel for Combustion Chamber | 20
2233 | Obsolete - Blanking Plate | 0
2234 | Obselete - Burner | 68
2235 | Burner Bar NG | 43
2236 | Obsolete - Burner Bar LPG | 0
2237 | Connection | 12
2238 | Cross Lighting Strip | 1.2
2243 | Obsolete -Gas Valve Outlet Pipe | 0
2255 | Spark / ignition electrode and lead | 26
2258 | High Limit Thermostat | 10
2260 | Use 10022499 | 0
2261 | Manifold Plug | 4
2266 | 3/4" Gas cock | 16
2294 | Obsolete - Clock Harness (Option) | 0
2310 | Main Heat Exchanger | 283
2353 | 5.1 Jet (Replaced 4364829) | 16
2378 | Use 01005246 | 0
2381 | Use 01005245 | 0
2455 | Screw Driver | 1
2468 | Pressure Gauge | 22
2470 | Obselete - Spark Electrode | 30
2490 | Flexible Pipe | 27
2491 | Obselete - Pipe | 17
2492 | Obselete - Flexible Pipe | 34
2493 | Obselete - Pipe | 33
2494 | Obsolete - Gas Pipe | 0
2495 | Obselete - Wiring Harness | 51
2554 | M5 to Pump cable | 16
2564 | Pressure Gauge | 38
2573 | Expansion Vessel Rep 106333 10 Litre | 114
2577 | Obsolete -Cold Water Inlet Pipe | 0
2578 | Obsolete - Pipe | 0
2586 | 44mm Restrictor Ring | 1.5
2588 | Clip | 0.9
2600 | Thermostat | 30
2677 | Air Pressure Switch | 72
2678 | Obsolete -Hood assembly | 0
2701 | Use 10021117 | 0
2703 | Obsolete | 0
2710 | Fitting | 6.2
2726 | Use 20046560 | 0
2776 | Pipe | 5.3
2785 | Thermostat Shaft | 2.4
2801 | Obsolete - Burner NG | 0
2802 | Obsolete - Burner LPG | 0
2803 | Obsolete -CombustionChamberAssembly | 0
2804 | Obselete - Frame | 76
2805 | Obsolete - Pipe | 0
2806 | Obsolete -Mynute 28SE Wiring | 0
2810099 | Obsolete -Eclipse Heat Exchenger | 0
2819 | Obsollete - Combustion Cover | 18
2820 | Air Baffle RH | 14
2821 | Obsolete -Air Baffle LH | 0
2822 | 45° Flow/Return Valve | 28
2823 | flow / return valves connector | 12
2851 | Obsolete -Thermostat Bracket | 0
2860 | Obsolete - Hood assembly | 0
2865 | Fan Assembly | 176
2868 | Obselete - Venturi | 12
2873 | Side Insulation Panel for Combustion Chamber | 18
2888 | Obsolete - Seal | 0
2897 | Use 2139 | 0
2903 | DHW Inlet Manifold | 21
2904 | Use 10020335 | 0
2905 | Motorised Valve | 51
2906 | Motorised Valve Fixing Wrench | 0.5
2907 | Safety valve Replaced 8433 & 1806 (Push Fit) | 16
2908 | Non Return Valve | 2.8
2909 | Valve For DHW Bypass | 7.8
2910 | 3 Port Valve Bobbin | 3.8
2911 | Obsolete - Automatic by-pass plug | 0
2913 | Bobbin Seating Washer | 1.7
2915 | Obsolete-Distribution Manifold (Complete) Service with T0063 | 0
2916 | Obsolete -Distribution Manifold | 0
2936 | Hood Assembly | 34
2939 | Fan Flue Connection | 21
2940 | Bracket | 2.9
29450033 | Immersion Element 460-0057 | 156
29450144 | USE 20076436 | 0
29450146 | Blanking Disc | 6.2
29450568 | Yonos Para RS15/6-130 RKA FSM6 | 384
29450570 | Valve 3/8" | 12
29450571 | Safety Valve 3 Bar | 33
29450572 | Man.D50*0-4Bar.G1/4" | 23
29450573 | Diff Press Valve | 534
29450574 | Feeding Tap | 41
29450575 | Automatic Shut-Off Valve | 5.2
29450576 | 2-Way Therm Valve | 139
29450577 | 3-Way Mixing Valve | 112
29450578 | Exapansion Vessel 7L | 102
29450579 | Sieve Filter | 62
29450581 | Heat Exchanger | 368
29450582 | Heat Exchanger | 347
29450583 | Thermostatic Actuator | 160
29450584 | Terminal Board Female | 25
29450585 | Terminal Board Male | 25
29450586 | Wilo Para SC 15/6 H6 130X 1" | 296
2946 | Fitting/union | 3.9
2950 | Use 10021792 | 0
2966 | Obsolete - Cover | 0
3020233 | Premix Burner | 219
3020235 | Use 20116231 | 0
3020351 | Washer | 15
3020400 | Burner head silicone gasket | 14
3087 | Obsolete -Venting Plug | 0
3106 | Obsolete -Fan Plate | 0
3107 | Obsolete -Clamp Bracket | 0
3112 | Obsolete -Pressure Differential Switch RS Turbo | 0
3113 | Obsolete -PressureSocket&Venturi | 0
3118 | Obsolete - Electric Igniter Generater | 0
3135 | Obsolete - Seal | 0
3139 | Sight Glass | 6.1
3175 | Obsolete - Heating Manifold | 0
3183 | Obsolete -Auto By-Pass Connecting Tube | 0
3190006 | Obsolete - Neutro door sea 1 metre | 0
3207 | 3 Port Valve | 148
3208 | Obsolete -Heating Manifold | 0
3212 | Obsolete - Heating Thermostat | 0
3220043 | Obsolete - Neutro pellet tank start | 0
3260168 | Obsolete - Neutro main pcb | 0
3260169 | Obsolete - Neutro flue temp probe | 0
3260170 | Obsolete - Neutro ambient temp probe | 0
3260171 | Obsolete - Neutro primary temp probe | 0
3267 | Heating Thermostat | 23
3293070 | Obsolete - Neutro on/off switch | 0
3340181 | Obsolete - Neutro worm screw motor | 0
3387 | Use 4188 | 0
3409 | High Limit Stat | 23
3412 | Clip | 1
3434 | Obsolete -Fan Assembly | 0
3464 | Anti freeze stat | 7.8
3478 | 3 Amp Fuse (individual) | 2
3484 | Obsolete -Burner Baffle Right Side RS Turbo | 0
3497 | Obsolete -Injector - Pilot | 0
3499 | Obsolete | 0
35026 | Obsolete -Combustion Chamber | 0
3601205 | Obsolete - Neutro fan | 0
3601207 | Obsolete - Neutro air pressure switch | 0
3601500 | Obsolete - Neutro ign plug support bracket | 0
3601505 | Obsolete - Neutro display PCB | 0
3607 | Obsolete -Piezo Igniter | 0
3611 | Obsolete -Diaphragm 6 screw | 0
3721 | Obsolete -Ignitor Lead | 0
3740 | Obsolete -O'Ring 4 Pumb Union | 0
3771 | Use 4961 | 0
3774 | Obsolete -Main Burner Jet LPG 1.30 | 0
3800 | Obsolete -Expansion vessel | 0
394404 | Obsolete - Unifix Clock Screw | 0
4007 | Sight Glass Retaining Ring | 0.8
4008 | Obsolete -Expansion vessel | 0
4009 | Obsolete -Main Heat Exchanger RS Turbo | 0
4013 | Obsolete -Gas Valve to Burner Connecting Pipe | 0
4014 | Obsolete -Main Heating Return Pipe | 0
4016 | Obsolete -Pilot Pipe | 0
4026 | 3/4" BSP Locknut | 1.5
4026225 | Fan motor | 90
4026226 | Fan | 51
4026229 | Compressor | 943
4026230 | Anti-vibration feet | 8
4026231 | Accumulator | 63
4026232 | Liquid receiver | 64
4026233 | 4 way valve | 94
4026234 | Obselete - Liquid assy | 68
4026235 | Magnetizing coil valve | 24
4026236 | Outlet water pipe | 125
4026237 | Inlet water pipe | 198
4026238 | Obselete - Electric panel | 557
4026239 | Reactor | 68
4026240 | Condensing pipe | 6.4
4026241 | Use 1329 - Expansion Vessel | 0
4026244 | Obselete - Heat Exchanger | 810
4026245 | Use 20151559 | 0
4026246 | Water sensor | 84
4026247 | Flow switch | 98
4026248 | Use 10029306 | 0
4026249 | Pressure valve | 39
4026250 | Discharge temp sensor | 27
4026251 | Exchanger detector | 27
4026252 | Suction detector | 25
4026253 | External temperature detector | 36
4026254 | Obselete - Anti-vibration feet | 3.8
4026255 | Inverter Module Rep 4026258 | 729
4026256 | Front Panel | 223
4026257 | Heat Exchanger | 1682
4026258 | Use 4026255 | 0
4026259 | Compressor | 771
4026260 | Obselete - Liquid Assy | 80
4026261 | Magnetizing Coil Valve | 63
4026262 | Obselete - Liquid Receiver | 82
4026263 | Reactor | 122
4026264 | Obselete - Liquid Receiver | 145
4026265 | Obselete - Inlet Water Pipe | 146
4026266 | Compressor | 1757
4026267 | Anti-Vibration Feet | 8
4026271 | Heat Exchanger | 1414
4026272 | Detector | 146
4026273 | Use 20109418 | 0
4026274 | 4 Way Valve | 69
4026277 | Fan | 46
4026280 | Obsolete - Printed Circuit Board | 0
4026281 | Obselete - Inverter Module | 1714
4026283 | Obselete - Outlet Water Pipe | 285
4026284 | Obselete - Magnetizing coil valve - replaced 1B000042 | 101
4026285 | Use 20109417 | 0
4026287 | Use 20201963 | 0
4026291 | Use 20126154 | 0
4026292 | Condenser | 875
4026295 | Obselete - Transformer | 20
4028 | Use 6493 | 0
4036 | Obsolete -Rubber Ring for 4018 | 0
4037 | Obsolete -Seal | 0
4038020 | Use 105917 | 0
4038129 | Air venting valve | 16
4039 | Obsolete -Seal | 0
4045 | Obsolete -Summer/Winter Switch | 0
4049 | Obsolete - Double Microswitch | 0
4052162 | Drain | 19
4061 | Obsolete -Nut | 0
4062 | Obsolete -Olive | 0
4065 | Obsolete -22mm Olive | 0
4095 | Obsolete -Hot Water Outlet Nut and Tail | 0
4105 | Obsolete -Electrode Lead | 0
4114 | Obsolete - Pump Union Nut | 0
4144 | Obsolete | 0
4148 | Obselete - Triple Microswitch | 33
4157 | Obsolete -Triple Rocker Switch | 0
4174 | Obsolete - Hanhing Bracket | 0
4174A | Obsolete -Hanging Bracket | 0
4175 | Obsolete -PCB DC Turbo | 0
4188 | Obsolete - PCB | 0
4189 | Obsolete -Flow Pipe with Air Separator | 0
4250 | Safety Valve (Screw Fit) | 15
4254 | Automatic Air Vent | 13
4254G | Auto Air Vent | 13
4257 | Obsolete -Boiler Thermostat | 0
4274 | 1/2 Inch BSP Locknut | 2.7
4298 | Diaphragm | 6.4
4302 | Microswitch | 19
4321 | Obsolete -See 01005137 | 0
4323193 | Seal | 28
4325 | Obsolete -Cork Gasket | 0
4332 | Obsolete -Singel Microswitch Cover | 0
4333 | Obsolete -Main Heat Exchanger RS Turbo | 0
4336 | Obsolete -Main Burner | 0
4357 | Obsolete | 0
4359 | Obsolete -Double Rocker Switch | 0
4363389 | Washer | 0.4
4364829 | Use 2353 | 0
4364948 | Use 2258 | 0
4365765 | Use 10027351 | 0
4367026 | Hook (Left) | 10
4367027 | Hook (Right) | 10
4383432 | Solar cylinder probe | 24
4426 | Obsolete | 0
4434 | Obsolete - Resistor | 0
4441 | Temperature Gauge (rep 7171) | 22
4449 | Obsolete -Expansion Vessel Clamp Bracket | 0
4472 | Obsolete -Pressure Gauge | 0
4489 | Obsolete -Expansion Pipe | 0
4490 | Obsolete -Main Heating Return With Union | 0
4492 | Expansion Vessel | 101
4493 | Obsolete -Heating Distribution Manifold | 0
4494 | Obsolete -Domestic Distribution Manifold | 0
4495 | Obsolete -3 Way Valve | 0
4496 | Obsolete -Pipe | 0
4497 | Obsolete -Cylinder Return Pipe with Union | 0
4505 | Obsolete | 0
4518 | Obsolete -Mini Expansion Vessel | 0
4534 | Obsolete -Flue Outlet Adaptor | 0
4535 | Obsolete -Gas Connecting Barrel | 0
4537 | Obsolete -Piezo Igniter | 0
4538 | Obsolete -Lint Guard | 0
4539 | Obsolete -Flow and Return Valve | 0
4540 | Obsolete -Cock | 0
4541 | Obsolete -Cock | 0
4542 | Obsolete -Boiler Thermostat | 0
4543 | Obsolete -Thermostat Control Knob 21/84 MCF | 0
4544 | Obsolete - Connection for Dom Exp Vessel | 0
4545 | Obsolete -Domestic Heat Exchanger | 0
4546 | Obsolete -PCB DC Turbo | 0
4549 | Obsolete - Domestic Heat Exchanger | 0
4551 | Obsolete -Cylinder Flow Pipe with Union | 0
4559 | Obsolete -NTC Probe | 0
4562 | Obsolete -Double Microswitch Cover | 0
4563 | Obsolete -Double Microswitch | 0
4565 | Obsolete -Boiler Thermostat | 0
4573 | Obsolete -Grey Main Frame | 0
4577 | Obsolete -Support Bracket for Front Panel | 0
4580 | Obsolete -Pilot Bridge | 0
4581 | Obsolete -Expansion Vessel Fixing Bracket | 0
4583 | Obsolete -Double Action Hinge | 0
4585 | Obsolete -Stainless Steel Sheild | 0
4587 | Obsolete | 0
4605 | Obsolete -Flow Pipe with Air Separator | 0
4611 | Obsolete - Blanking Plug for Heating Manifold | 0
4612 | Obsolete -Blanking Plug | 0
4617 | Obsolete -Sleeve | 0
4619 | Obsolete -Front Seal | 0
4625 | Obsolete -Gas Valve | 0
4627 | Obsolete -Gas Connecting Barrel | 0
4628 | Obsolete | 0
4630 | Obsolete -Burner | 0
4632 | Obsolete -Spark Electrode | 0
4634 | Obsolete -Pilot Pipe | 0
4636 | Obsolete -Lead for HT Piezo | 0
4638 | Obsolete -Burner Injector Manifold | 0
4640 | Use 20040069 | 227
4641 | Obsolete -Terminal Cover | 0
4642 | Obsolete -Washer for Piezo Ignitor | 0
4650 | Obsolete | 0
4659 | Obsolete -LPG Burner | 0
4663 | Obsolete -Magnetic Mod Spring & Coil | 0
4665 | Obsolete -Main Gas Injector | 0
4668 | Obsolete -Spring for Gas Regulator LPG | 0
4680 | Obsolete | 0
4681 | Obsolete | 0
4691 | Obsolete -Domestic Cylinder Supply | 0
4692 | Obsolete -Domestic Cylinder Hot Water Outlet | 0
4699 | Obsolete -Brass Socket Heating Flow & Return | 0
4716 | Obsolete -Gas Valve to Burner Outlet | 0
4723 | Obsolete -Tail Plate Seal | 0
4751 | Obsolete - ModulatorCoil | 0
4761 | Obsolete - Flow/Return Valve | 0
4768 | Obsolete - Blanking Plug | 0
4801 | Obsolete - Fan Assembly | 0
4802 | Obsolete - Pressure Differential Switch | 0
4803 | Obsolete - Relay | 0
4806 | Obsolete - High Pressure Nipple | 0
4807 | Lock Nut | 0.5
4828 | Obsolete - Domestic Cylinder Supply Pipe | 0
48309 | Clip | 2.7
48310 | Stud | 3
48355 | Obselete - Screw | 1.2
48381 | Clip | 0.9
48382 | Obsolete - Screw - Replaced 100940 | 0
48474 | Use 5023 | 0
4851 | Rubber Wall Liner | 12
4866 | Obsolete | 0
4870 | Obsolete | 0
4874 | Obsolete | 0
4875 | Obsolete | 0
4881 | Obsolete | 0
4888 | H/l Stat (replaces 6399) | 45
48896 | Obselete - Clip x 4 | 29
48897 | Obselete - Cover (Not a spare) | 0.9
48898 | Main Printed Circuit Board | 272
48899 | Use 10024558 | 0
48900 | Obselete - Clip | 3.7
48901 | Obselete - Hook | 1.9
48902 | Obsolete | 0
48903 | Obsolete - Seal | 0
48904 | Obselete - Locking Nut | 4.1
48905 | Obsolete | 0
48908 | Use 5071 | 0
4891 | Obsolete - Pilot Jet NG.27 | 0
48911 | Use 6898 | 0
48914 | Use 5070 | 0
48917 | Use 8968 | 0
48918 | Use 1947 | 0
48919 | Obselete - Clip | 1.6
4892 | Obsolete | 0
48920 | USE 1858 | 0
48921 | Use 1864 | 0
48922 | Obselete - Cover | 9
48923 | Obselete - Cover | 12
48926 | Use 10020217 | 0
48927 | Use 1920 | 0
48928 | Use 1549 | 0
48929 | Use 5317 | 0
4893 | Pilot Jet LPG 22 | 1.1
4897 | Obsolete | 0
4909 | Obsolete | 0
4910 | Obsolete | 0
4911 | Obsolete - Pilot Injector TG | 0
4916 | Obsolete - Expansion Vessel | 0
4918 | Obsolete - Main Burner NG | 0
4923 | Use 3434 | 0
4925 | Obsolete - Main Burner Supporting Shaft | 0
4930 | Obsolete - Cover for 4302 Microswitch | 0
4931 | Obsolete - Pump Over-Run Thermostat | 0
4932 | Obsolete - Pilot Pipe | 0
4934 | Obsolete - Control Panel Hinge LH | 0
4935 | Obsolete - Control Panel Hinge RH | 0
4936 | Obsolete - Thermostat Knob | 0
4937 | Obsolete | 0
4943 | Obsolete | 0
4944 | Obsolete - Mounting Plate Back | 0
4949 | Obsolete | 0
4961 | Thermocouple | 10
4962 | Obsolete - Domestic Manifold | 0
4965 | Obsolete - Domestic Heat Exchanger Return Pipe | 0
4975 | Obsolete - Earth Terminal Tag | 0
4976 | Obsolete - Spacer for Thermostat | 0
4977 | Obsolete - Strip | 0
4980 | Obsolete - On/Off Switch | 0
4981 | Obsolete - Auto Summer/Winter Switch | 0
4983 | Obsolete - Heating switch | 0
4994 | Obsolete - Main Burner LPG | 0
4998 | Obsolete - Main Burner LPG | 0
4R000835 | Gas Valve | 171
4R002098 | Use 20028740 | 0
4R002141 | Use 20060573 | 0
4R002169 | Use 20060729 | 0
4R102054 | Use 20091244 | 0
4R102153 | Condensation drainage pipe | 10
4R102290 | Clip | 3.3
4R102291 | Flue gas exhaust reducer wth washer | 19
4R102578 | Large flexiable tube (Condexa) | 24
4R102793 | Use 20101600 | 0
4R102811 | Heat Exchanger | 2143
4R102814 | Grill (Cap) for flexible tube | 9
4R102817 | Washer | 5.1
4R102847 | Connector from large flixiable tube to bend | 0.9
4R103791 | Gasket for Plate Heat Exchanger | 28
4R104731 | Remote control | 241
4R105142 | Joint torique CZ.5 | 8.5
4R105331 | Pressure gauge | 48
4R105463 | Use 20135782 | 0
4R105776 | Melamine Glass panel | 23
4R105784 | Locknut | 2.8
4R105785 | Condensation drainage manifold | 6.8
4R105786 | Hose strap | 2.1
4R105788 | Burner | 81
4R105797 | Burner. | 70
4R105802 | Flange. | 60
4R105803 | Obselete - Insulator | 38
4R105814 | Insulation Sides | 37
4R105815 | Insulation Front | 56
4R105832 | Front panel | 262
4R105851 | Electric panel box | 68
4R105853 | Viewing port | 26
4R105854 | Cornice | 55
4R105855 | Adhesive | 36
4R105856 | Feed wiring | 462
4R105861 | Locknut | 32
4R105864 | Transition piece | 57
4R105865 | Low pressure switch (Brass screw fit) | 39
4R105866 | Pressure socket pipe | 12
4R105867 | Ignition cable | 56
4R105869 | Condensation drainage pipe | 31
4R105870 | Flue gas exhaust pipe | 63
4R105882 | Feed wiring | 480
4R105886 | Support | 17
4R105893 | Return pipe | 49
4R105897 | Heat Exchanger | 2143
4R105898 | Heat Exchanger | 2571
4R105899 | Heat Exchanger | 2143
4R105900 | Ignition cable | 25
4R105902 | Flue gas exhaust pipe | 96
4R106131 | Pump Washer | 2
4R106640 | Delivery pipe | 86
4R106648 | Feed wiring | 237
4R106655 | Return pipe | 97
4R106656 | Circulator | 463
4R106661 | Use 20123184 | 0
4R106662 | Air pressure switch | 56
4R106663 | Burner. | 74
4R106665 | Exchanger seal | 35
4R106667 | Ignition electrode | 41
4R106668 | Use 20146792 | 0
4R106670 | Combustion chamber bottom | 48
4R106672 | Use 20146673 | 0
4R106673 | Fork | 4.9
4R106675 | Delivery quick connection | 19
4R106680 | Flue gas exhaust seal | 5.7
4R106681 | Ring nut | 23
4R106682 | Flue gas pipe connector | 30
4R106683 | Flue gas exhaust pipe | 44
4R106684 | Flue gas chamber insulation | 131
4R107184 | Bague de fixation CZ.5 | 26
4R107185 | Regard CZ.10 | 21
4R107186 | Inspection Hole Seal | 21
4R107187 | Screw | 2.5
4R107188 | Nut | 2.4
4R107374 | Actuator | 89
4R107724 | Flange | 34
4R107725 | Flue Gas Chamber Insulation | 47
4R107726 | Flue Gas Flange | 27
4R107727 | O-Ring | 13
4R107736 | Burner. | 114
4R107776 | Use 20159693 | 0
4R107854 | Pump | 717
4R107860 | Panel (Rear) | 577
4R107865 | Gas Pipe | 48
4R107886 | Obsolete - Panel (Front) | 0
4R107893 | Side Panel (Right side) | 358
4R107903 | Gas Pipe | 43
4R107918 | Obsolete - Plug/Cap | 0
4R107927 | Adapter wiring | 21
4R107929 | Ignition transformer | 29
4R107934 | Pump | 1067
4R107944 | Control PCB | 386
4R107945 | Display PCB | 263
4R107947 | Stopper | 7.1
4R108283 | Suction Hose | 48
4R108370 | Thermostat | 49
4R108705 | Wiring | 218
4R108706 | Power Wiring | 46
4R108708 | Gas valve wiring | 69
4R108712 | Use 20175284 | 0
4R108891 | Gas cock | 14
4R109109 | Main Wiring | 228
4R109123 | Clip CZ.5 | 5.3
4R109124 | O-ring CZ.10 | 1
4R109125 | Adapter | 12
4R109128 | Delivery quick connection | 18
4R109130 | Ring nut | 20
4R109131 | Water Pressure Switch - Plastic Push Fit | 40
4R109674 | Use 20188455 | 0
5023 | 3/4" Fibre Washer | 0.5
5024 | Obsolete - Fibre Washer | 0
5025 | Washer | 1
5026 | 1/2" Fibre Washer | 0.4
5027 | Obsolete | 0
5029 | Obsolete | 0
5036 | Pump Washer | 1
5038 | Washer | 0.5
5039 | Washer | 0.5
5040 | Obsolete - Aluminium Washer | 0
5041 | Washer | 0.2
5042 | Washer | 0.3
5048 | Obsolete - Washer | 0
5049 | Gasket | 0.7
5050 | Obsolete - Screw | 0
5052 | Washer | 0.3
5055 | Obsolete | 0
5067 | Obsolete - Washer | 0
5068 | Seal | 0.5
5070 | Fibre Washer | 0.3
5071 | Fibre Washer | 0.3
5072 | Fibre Washer | 0.7
5077 | Screw | 0.2
5078 | Obsolete - Screw | 0
5079 | Screw | 0.5
5080 | Screw | 0.2
5081 | Screw | 0.2
5082 | Obsolete - Self Tapping Screw | 0
5083 | Screw | 0.2
5084 | Obsolete - Self Tapping Screw | 0
5085 | Obsolete - Self Tapping Screw | 0
5086 | Obsolete - Screw M4 x 8 | 0
5092 | Obsolete - Screw | 0
5093 | Obsolete - Rivet | 0
5094 | Obsolete - Screw | 0
5095 | Obsolete - Nut M4 | 0
5097 | Obsolete - Nut for Combustion Chamber | 0
5105 | Machine Screw M4 x 10mm | 1
5111 | Obsolete - Washer | 0
5122 | Obsolete - Cowling Screw | 0
5124 | Screw | 0.3
5128 | Edge Clip | 0.2
5129 | Obsolete - Screw | 0
5131 | Obsolete | 0
5132 | Obsolete - Hexagon Nut | 0
5133 | Obsolete - Washer | 0
5134 | Obsolete - Earth Connector | 0
5136 | Obsolete - Spacer | 0
5140 | Obsolete | 0
5141 | Obsolete | 0
5142 | Obsolete - Edge Clip | 0
5143 | Obsolete - Edge Clip | 0
5150 | Obsolete | 0
5151 | Edge Clip | 0.2
5155 | Obsolete - Cable Clip | 0
5163 | Obsolete | 0
5166 | Obsolete - Screw | 0
5168 | Obsolete - Rivet | 0
5169 | Obsolete - Self tapping screw | 0
5170 | Screw | 0.5
5171 | Obsolete - Screw | 0
5172 | Burner Plate | 0.3
5174 | Obsolete - Circlip | 0
5175 | Obsolete - Screw | 0
5176 | Screw | 0.3
5178 | Obsolete | 0
5179 | Obsolete - Circlip | 0
5180 | Obsolete - Screw | 0
5182 | Obsolete - Screw | 0
5183 | Machine Screw Hex Head M6 x 13 | 1.1
5184 | Machine Screw Hex Head M4 x 12 | 1.1
5186 | Obsolete - Screw | 0
5187 | Obsolete | 0
5188 | Obsolete - Screw | 0
5192 | Fibre Washer | 3.5
5195 | Obsolete - Fibre Washer | 0
5197 | Obsolete - Screw | 0
5203 | Plastic Washer | 0.2
5207 | Obsolete - Screw | 0
5208 | Washer | 0.2
5209 | Obsolete | 0
5212 | Obsolete | 0
5213 | Small Screw DHW Heat Exchanger | 0.9
5214 | Large Screw DHW Heat Exchanger | 1.1
5216 | Obsolete - Headless Screw | 0
5219 | Obsolete - Screw | 0
5221 | M5 Screw Phillips Hd | 1
5224 | Clip | 0.8
5228 | Obsolete | 0
5230 | Clip | 0.5
5231 | Obsolete | 0
5235 | Screw | 0.8
5236 | Washer | 0.7
5237 | Washer 28mm | 1
5240 | Obsolete - Screw | 0
5251 | Obsolete - Frame | 0
5254 | Obsolete - Door Panel | 0
5255 | Obsolete - Case Reinforcement R/H | 0
5256 | Obsolete - Case Reinforcement L/H | 0
5258 | Obsolete - Door Panel | 0
5259 | Obsolete - Control Panel Suport Bracket (Left) | 0
5261 | Obsolete - Guard | 0
5262 | Obsolete - Temperature Gauge | 0
5263 | Pressure Gauge | 24
5264 | Obsolete - Thermostat Knob | 0
5266 | Obsolete - Back Panel Metal | 0
5269 | Front Insulation Panel for Combustion Chamber | 18
5270 | Rear Insulation Panel for Combustion Chamber | 19
5271 | Side Insulation Panel for Combustion Chamber | 10
5275 | Obsolete - Door Spring | 0
5277 | Obsolete - Air Separator and Return Pipe | 0
5279 | Support Bracket | 2.4
5280 | Pilot Assembly | 16
5284 | Obsolete - On/Off Switch | 0
5295 | Use 10020104 | 0
5296 | Obsolete - Main Burner Town Gas | 0
5297 | Main Burner LPG | 104
5298 | Obsolete - Grommet | 0
5299 | Obsolete - Metal Side Panel R/H | 0
5300 | Metal Side Panel (L/H) | 6.8
5301 | Obsolete - Spindle | 0
5303 | Obsolete - Plastic Bush | 0
5304 | Plastic Bush | 1.5
5305 | Obsolete - Plastic Plate | 0
5309 | Spark electrode | 7.9
5312 | Obsolete - Back Side of Comb Chamber | 0
5313 | Obsolete - Combustion Chamber Front Cover | 0
5315 | Front Insulation Panel for Combustion Chamber | 18
5316 | Rear Insulation Panel for Combustion Chamber | 19
5317 | NG Burner (replaces 48929 and 10027564) | 123
5318 | Obsolete | 0
5319 | Main Burner LPG | 122
5320 | Obsolete - Air Separator and Return Pipe | 0
5322 | Screw M5X45 | 1.6
5323 | Washer | 0.4
5329 | Obsolete - Cover for PCB | 0
5332 | Obsolete - Thermocouple | 0
5333 | Obsolete - Self Adhesive Tape | 0
5335 | Obsolete - Pipe | 0
5351 | Main Heat Exchanger | 246
5356 | Main Heat Exchanger | 288
5366 | Obsolete - Gas Valve Knob | 0
5371 | Obsolete - Cable Clamp | 0
5388 | Main Heat Exchanger with 2 x 5023 Washers | 179
5394 | Obsolete - Domestic Thermostat | 0
5396 | Obsolete - Wired Limit Thermostat | 0
5436 | Obsolete - Air Vent Bottle | 0
5437 | Obsolete - Plate | 0
5438 | Obsolete - Gas Valve | 0
5441 | High-limit Thermostat | 8
5455 | Obsolete - Socket Joint | 0
5456 | Obsolete - Connection | 0
5470 | Obsolete - Double Clamping Bracket | 0
5472 | Thermostat Clip | 1.5
5475 | Obsolete | 0
550803 | Aqua Flow Temp/Pressure relief valve | 131
5588 | Obsolete - Locating Stud | 0
5589 | Obsolete - Casing Lug | 0
5591 | Obsolete - Mode Selector Switch | 0
5592 | Mode Selector Switch | 3.5
5602 | Obsolete | 0
5603 | Obsolete | 0
5604 | Obsolete | 0
5606 | Obsolete | 0
5617 | Obsolete | 0
5631 | Obsolete | 0
5634 | Obsolete - Gas Valve | 0
5635 | Obsolete - Washer | 0
5637 | Use 0940 | 0
5638 | Obsolete - 24/96 RSE Wiring Harness | 0
5640 | Spark Electrode & Lead | 17
5641 | Obsolete - Sensing Electrode & Lead | 0
5643 | Obsolete - Circuit Board | 0
5731 | Obsolete - Gas Pipe | 0
5733 | Obsolete - Pressure Switch | 0
5735 | Obsolete - Air Deflector | 0
5739 | Use 2076 | 0
5741 | Obsolete - Fan Gasket | 0
5742 | Plate for gap between fan and Fan flue connector | 2.6
5744 | Obsolete - Air Tube Connecting Tee | 0
5753 | Use 10027352 | 0
5757 | Obsolete - Control Knob | 0
5758 | Obsolete - Control Knob Extension | 0
5776 | Obsolete - Gas Connection | 0
5784 | Obsolete - Fixing Plate | 0
5797 | Circuit Board | 148
5798 | Obsolete - 20-80 Flowmatic Wiring Harness | 0
5800 | Piezo Ignitor | 16
5808 | Obsolete - Frame | 0
5809 | Obsolete - Case | 0
5811 | Obsolete - Control Panel Support | 0
5812 | Obsolete - Main Burner NG | 0
5813 | Obsolete - Main Burner LPG | 0
5814 | Obsolete | 0
5852 | Obsolete - Ignition Control Box | 0
5853 | Electrode & Lead | 17
5863 | Gas Valve Gasket | 0.7
5868 | Obsolete - Modulator Coil | 0
5869 | Obsolete - LPG Spring | 0
5870 | Obsolete | 0
5876 | Obsolete | 0
5899 | Obsolete - Expanssion Vessel Pipe | 0
5900 | Obsolete - Seal | 0
5901 | Obsolete - Ignition Cable | 0
5903 | Use 7705 | 0
5904 | Obsolete - Front Panel | 0
5905 | Combustion Chamber seal (1 metre) | 2.6
5906 | Hood Assembly | 38
5907 | Hood Assembly | 39
5908 | Combustion Chamber Front (Metal) | 10
5909 | Combustion Chamber Front (Metal) | 12
5910 | Fan Assembly | 116
5911 | Fan Assembly | 139
5912 | Fan Gasket | 12
5913 | Obsolete - Flue Connection | 0
5914 | Obsolete - Flue Connection | 0
5915 | Obsolete - Tube | 0
5916 | Use 7315 | 0
5917 | Use 7317 | 0
5921 | Obsolete - Venturi | 0
5922 | Obsolete - Flange | 0
5923 | Obsolete - Air Deflector | 0
5924 | Obsolete - Air Baffle | 0
5926 | Pressure Switch | 70
5927 | Seal | 4.9
5929 | Obsolete - Pipe | 0
5930 | Obsolete - Pipe | 0
5931 | Obsolete - Pipe | 0
5932 | Obsolete - Pipe | 0
5938 | Obsolete - Pilot Pipe | 0
5940 | Obsolete | 0
5944 | Use 1457 | 0
5945 | Obsolete | 0
5948 | Obsolete - Cover | 0
5949 | Air Baffle | 2.3
5950 | Obsolete - Air Baffle | 0
5951 | Obsolete - Air Baffle | 0
5956 | Obsolete - Side Panel | 0
5957 | Obsolete - Combustion Chamber Cover | 0
5958 | Obsolete - Hood Assembly | 0
5960 | Use 2819 | 0
5961 | Combustion Chamber Front Panel | 18
5962 | Combustion Chamber Back Panel | 18
5963 | Fan Assembly | 154
5964 | Obsolete - Fan Seal | 0
5965 | Obsolete - Flue Connection | 0
5966 | Obsolete - Fan Union Tube | 0
5967 | Obsolete - Flow Pipe | 0
5968 | Obsolete - Pump Pipe | 0
5969 | Obsolete | 0
5970 | Obsolete - Pipe | 0
5971 | Obselete - Silicon Tube | 6.7
5972 | Obsolete - Air Deflector | 0
5973 | Obsolete - Pipe Fixing Bracket | 0
5974 | Obsolete - Gas Pipe | 0
6021 | Motor Vehicles | 11
6025 | Use 20192664 | 0
6026 | Obsolete - Combustion Chamber Assembly | 0
6027 | Combustion Chamber | 25
6028 | Combustion Chamber | 25
6090 | Use 20109067 ERP pump | 0
6110 | Use 20109067 ERP pump | 0
6151 | Obsolete - Lead for Piezo | 0
6160 | Obsolete - Back Door Panel | 0
6172 | Obsolete | 0
6173 | Obsolete - Pipe for 3 Port Valve | 0
6208 | Obsolete - Half Inch Locknut | 0
6228 | Fan to Flue Connector (without Venturi's) | 9
6266 | Obsolete | 0
6351 | Obsolete | 0
6352 | Obsolete - Wiring Harness (Near full loom) | 0
6354 | Obsolete | 0
6357 | Obsolete - Gas Valve Manifold | 0
6371 | Obsolete - Flow Pipe | 0
6373 | Obsolete - Lint Guard | 0
6374 | Obsolete - Pilot Pipe | 0
6375 | Obsolete - Baffle Plate | 0
6376 | Obsolete - PCB | 0
6377 | Obsolete | 0
6382 | Obsolete - Flue Draft Divertor | 0
6384 | Obsolete - Flow Pipe | 0
6385 | Obsolete | 0
6387 | Obsolete - Main Burner NG | 0
6388 | Obsolete | 0
6394 | Obsolete - Front Panel | 0
6395 | Obsolete - Pilot Pipe | 0
6396 | Obsolete - Gas Valve Knob | 0
6397 | Obsolete - Main Burner | 0
6398 | Obsolete - Main PCB | 0
6399 | Use 4888 | 0
6400 | Obsolete | 0
6466 | Reset Button | 8.5
6471 | Obsolete | 0
6493 | Resistor Replaced 4028 | 17
6494 | Obsolete - Resistor | 0
6495 | Obsolete - Air Chamber | 0
6516 | Obsolete - Gas Valve | 0
6614 | High Limit Stat | 12
6615 | Obsolete - Thermostat Clip | 0
6624 | Obsolete - Bush for Pressure Sensor | 0
6638 | Obsolete - Delay Timer | 0
666 | Clip 24M | 0.2
6676 | Obsolete - Clock Blanking Plate | 0
6678 | Obsolete - Gas Valve | 0
6679 | Obsolete - Compensator NG | 0
6681 | Obsolete - PCB (Elidra) | 0
6685 | Obsolete - Aluminium Tube | 0
6692 | Obsolete - Aluminium Air Tube | 0
6693 | Obsolete - Thermostat Potentiometer Board | 0
6694 | Obsolete - Pressure Switch | 0
6695 | Obsolete - Aluminium Air Tube | 0
6696 | Obsolete - AirTube Connecting Branch | 0
6704 | Obsolete - Pressure Sensor | 0
6705 | Obsolete - L.E.D Board | 0
6706 | Obsolete - L.E.D Cover | 0
6759 | Obsolete - Delay Timer | 0
6781 | Obsolete - Gas Valve to Burner Pipe | 0
6785 | Obsolete - Gas Valve Bracket | 0
6802 | Obsolete - Pipe | 0
6814 | Obsolete - Plastic Plate | 0
6815 | Obsolete | 0
6817 | Obsolete | 0
6818 | Obsolete | 0
6851 | Obsolete - Flow & Return Manifold | 0
6853 | Obsolete - Flow Manifold Cover | 0
6854 | Obsolete - Fulcrum Arm | 0
6855 | Obsolete - Nut (Rear of Flow Manifold) | 0
6856 | Obsolete - Tube Screw | 0
6857 | Safety Valve Sleeve | 6.9
6858 | Obsolete - By-Pass Seating | 0
6859 | Nut | 3.2
6860 | Front Seal | 8.6
6862 | Spring | 3.1
6863 | Use 8436 | 0
6864 | Use 8437 | 0
6865 | Spring | 2.6
6866 | Use 2910 | 0
6867 | Bearer Plate | 3.6
6868 | Obsolete - Gasket | 0
6870 | Washer | 1.5
6871 | Use 8441 | 0
6872 | Diaphragm | 2.8
6873 | Use 8435 | 0
6874 | Screw | 1.8
6876 | Obsolete - Front Plate | 0
6877 | Obsolete - Locking Sleeve | 0
6878 | Obsolete - Blanking Plug | 0
6879 | Spring | 1.1
6882 | Diaphragm | 6.5
6883 | Bearer Plate | 4
6884 | Use 8438 | 0
6886 | Venturi | 5.5
6887 | Push Rod | 2.4
6888 | Push Rod | 5.1
6890 | Push Rod | 10
6891 | Nut | 18
6893 | Use 1489 | 0
6894 | O'Ring | 1.2
6895 | O'Ring | 2.7
6896 | Nut | 11
6897 | Pump Washer | 0.8
6898 | O Ring | 1.1
6901 | Use 01005043 | 0
6902 | Obsolete | 0
6903 | Screw | 1.6
6911 | Obsolete - O-Ring | 0
6912 | Obselete - Inlet Pipe | 16
6913 | Outlet Pipe | 19
6914 | Obsolete - Nipple | 0
6919 | Front Seal | 5.4
6920 | Obsolete - Spring for Gas Regulator | 0
6921 | Obsolete | 0
6985 | Venturi (Positive) | 5.3
7022 | Use 10027352 | 0
7068 | Obsolete - Aluminium Tube | 0
7070 | Use 01005272 | 0
7071 | Obsolete - Pressure Switch Cover | 0
7076 | Obsolete - Bar | 0
7081 | Obsolete - Gas Valve Elidra | 0
7082 | Obsolete - LED Board | 0
7085 | Obsolete - PCB (Elidra) | 0
7094 | Obsolete - Gas Connecting Barrel | 0
7095 | Obsolete - Main Burner | 0
7096 | Obsolete - Main Burner | 0
7097 | Ignition Control PCB | 265
7098 | Obsolete - Gas Cock | 0
7099 | Water Supply Stop Cock | 16
7100 | 3/4" Flow/Return Valve 90 Deg | 30
7126 | Obsolete | 0
7130 | By-Pass Retaining Nut | 3.3
7131 | Domestic By-Pass | 3.3
7132 | Domestic Manifold Top | 144
7133 | Obsolete - Three Port Valve Front Cover | 0
7134 | Seating Plate | 5.3
7135 | O'Ring | 1.4
7139 | Non Return Valve | 7.8
7140 | Domestic Heat Exchanger | 167
7141 | Obselete - Domestic Heat Exchanger | 202
7153 | Obsolete - Main Burner LPG | 0
7157 | Obsolete - Instrument Panel | 0
7159 | Pressure Gauge | 21
7160 | Obsolete - Control Knob | 0
7171 | Use 4441 | 0
7172 | Obsolete - Valve Cover Retaining Lug | 0
7174 | Obsolete | 0
7175 | Obsolete - Extension Bar | 0
7192 | Obsolete | 0
7201 | Obsolete - Frame | 0
7204 | Expansion vessel 8L | 117
7206 | Obsolete - Main Burner LPG | 0
7207 | Expansion Pipe | 13
7209 | Obsolete - Control Panel Support Bracket R/H | 0
7210 | Obsolete | 0
7211 | Obsolete - Front Panel | 0
7212 | Obsolete - Side Panel | 0
7216 | Obsolete - Connections Cover | 0
7221 | Pump Cable | 9
7230 | Obsolete - Gas Pipe | 0
7232 | Bridge | 0.5
7233 | Pipe | 20
7236 | NTC Sensor Rep 105922 | 11
7237 | Obsolete - Instrument Panel | 0
7238 | Obsolete - Blanking Plug | 0
7239 | Pressure/Temp Gauge | 41
7240 | Obsolete - Control Knob | 0
7243 | L.E.D Plug and Lead | 15
7260 | Gas Valve | 219
7261 | Obsolete | 0
7266 | Obsolete - Flow Pipe | 0
7280 | Fan to Flue Connector (Without Venturi's) | 36
7281 | Silicon Tube | 2.8
7301 | Obsolete | 0
7303 | Obselete - Gas Control Knob | 5
7304 | Obsolete - Pilot Pipe | 0
7311 | Obsolete - High Limit Thermostat | 0
7314 | Obsolete - Pipe | 0
7315 | Clamp | 1.7
7316 | Clamp | 3.5
7317 | Foam Washer (Small) | 1.4
7318 | Foam Washer (Large) | 1.7
7330 | Gas cock | 42
738 | Obsolete - Clock Wires (Twin Channel) | 0
7602 | Obsolete - 80E/96E Wiring Harness | 0
7615 | Obsolete - Heat Ex. Return Pipe | 0
7616 | Obsolete - Excell Fittings Kit | 0
7618 | Use 5910 | 0
7619 | Obsolete - Main Frame | 0
7620 | Expansion Vessel | 114
7621 | Heating Manifold | 227
7622 | Obsolete - Combustion Cover | 0
7623 | NG Burner | 89
7624 | Obsolete - LPG Burner | 0
7625 | Gas valve | 226
7701 | Obsolete - Side Panel | 0
7705 | Obsolete - Side Panel | 0
7714 | Obsolete - Gas Valve to Burner Pipe | 0
7715 | Obsolete | 0
7723 | Obsolete - Baffle | 0
7724 | Obsolete - Baffle | 0
7725 | Obsolete - Spark Electrode & Lead | 0
7776 | Obsolete - Gas Connecting Barrel | 0
7777 | Obsolete - Gas Valve to Burner Connector | 0
7778 | Obsolete - Sense Electrode | 0
7779 | Obsolete - Fan Outlet Connector | 0
7780 | Obselete - Pump Cable | 8
7781 | Obsolete - Pipe | 0
7782 | Obsolete - Pump Return Tube | 0
7783 | Obsolete - Pipe | 0
7784 | Obsolete | 0
7785 | Obsolete - Control Panel Bracket | 0
7786 | Obsolete - Mounting Plate | 0
7787 | Obsolete - Bracket | 0
7788 | Obsolete - Bracket | 0
7789 | Obsolete - Thermostat Knob | 0
7790 | Obsolete - Clock Blanking Plate | 0
7791 | Ignition Box (Ineco) | 186
7792 | Obsolete - Logo Strip | 0
7793 | Obsolete - Case | 0
7796 | Obsolete - 14/48SE 20/70SE Wiring Harness | 0
7804 | Obsolete - Expansion Vessel | 0
7805 | Use 10020076 | 0
7806 | Obsolete - Combustion Chamber | 0
7808 | Obsolete - Ng burner | 0
7809 | Obsolete - NP 9 Main Burner LPG | 0
7810 | Main Heat Exchanger with 2 x 5023 Washers | 211
7811 | Use 2936 | 0
7812 | Obselete - Combustion Chamber Back Cover | 6.6
7813 | Combustion Chamber - Front | 34
7814 | Obsolete - R/H Fan Baffle | 0
7815 | Obselete - L/H Fan Baffle | 18
7816 | Obsolete - Fan Outlet Connector | 0
7817 | Front Insulation Panel for Combustion Chamber | 17
7818 | Rear Insulation Panel for Combustion Chamber | 17
7819 | Obsolete - Pipe | 0
7820 | Obsolete - Pipe | 0
7821 | Obsolete - Logo Strip | 0
7822 | Obsolete - Combustion Chamber Front Panel | 0
7824 | Air box side | 32
7831 | Obsolete - Air Box Side | 0
7832 | Obsolete - Air Box Side | 0
7835 | Use 9763 | 0
7836 | Obsolete - Pipe | 0
7840 | Obsolete - Gas Valve Bracket | 0
7841 | Obsolete - Mynute 28-96SE Wiring Harness | 0
7842 | Obsolete - Pump Wire | 0
7843 | Pipe | 16
7844 | Obsolete - Pipe | 0
7845 | Obsolete - Pipe | 0
7846 | Obsolete - Number Strip | 0
7849 | Obselete - Air Chamber | 51
7850 | Obsolete - Pipe | 0
7905 | Obsolete - Gasket | 0
7912 | Obsolete - Gas Control Knob Extension | 0
7915 | Obsolete - Control Spindle Knob | 0
7920 | Obsolete - Casing | 0
7948 | Venturi Rep 6984 (Negative) | 12
7999 | O'Ring | 0.7
8008 | Flow governor (White) | 5.8
8009 | Flow govenor (Blue) | 3.9
8030 | Obsolete - Brass Sleeve | 0
8031 | Modulator coil | 35
8036 | Domestic Heat Exchanger (with 4 x 7999 O'rings) | 139
8037 | Domestic Heat Exchanger (with 4 x 7999 O'rings) | 150
8076 | Obsolete | 0
8079 | Obsolete - Pipe | 0
8083 | Fan Flue Tube | 14
8084 | Air Box Hole Cap | 4.4
8085 | Use 10026933 | 0
8086 | Brass Cap | 2.7
8088 | Obsolete - Combustion Chamber | 0
8094 | Obsolete - Gas Valve Outlet | 0
8098 | Obsolete - Silicon Tube | 0
8158 | Obselete - Room sealed chamber | 64
8159 | Obsolete - Gas Valve Bracket | 0
8160 | Obsolete - Gas Valve Connection | 0
8161 | Obsolete - Pilot Pipe | 0
8162 | Obsolete - Gas Control Knob Extension | 0
8163 | Obsolete - Pipe | 0
8165 | Obsolete - Logo Strip | 0
8166 | Main Printed Circuit Board | 62
8167 | Obsolete - Mynute 14-48SP Wiring Harness | 0
8173 | Obsolete - Printed Circuit Board | 0
8174 | Obsolete - Excell 80sp Harness | 0
8193 | Obsolete - 80E/96E Wiring/new | 0
8194 | Obsolete - 80SP wiring - new | 0
8195 | Use 01005272 | 0
8196 | Obsolete - Pressure Switch Plate | 0
8199 | Obsolete - Bracket | 0
8200 | Obsolete - 80E/96E Wiring | 0
8214 | Ignition Box (Brahma) | 164
8221 | Obsolete - Thermocouple | 0
8277 | Gas Valve | 205
8282 | Spark Electrode Inc Lead | 16
8283 | Obsolete - Spark Electrode | 0
8301 | Sensing Electrode with Lead | 20
8306 | Obsolete - Drip Cover | 0
8308 | Spark Electrode | 17
8319 | Obsolete - Pipe | 0
8322 | Obsolete - Guard | 0
8344 | Obsolete - Frame Assembly | 0
8345 | Obsolete - Gas Valve | 0
8346 | Obsolete - Instrument panel | 0
8347 | Obsolete | 0
8348 | Obsolete | 0
8349 | Obsolete - Adhesive film | 0
8350 | Obsolete | 0
8353 | Printed Circuit Board | 122
8354 | Obsolete - PCB Cover | 0
8355 | Pressure Gauge | 18
8360 | Ignition Box (9962) | 222
8361 | Obsolete - Screw | 0
8364 | Spark Electrode Inc Lead | 16
8367 | Use 2258 | 0
8377 | Pressure Gauge | 22
8378 | Quick primer pressue gauge | 17
8381 | Obsolete - 3 Way Valve | 0
8402 | Obsolete - Silicone tube | 0
8404 | Obsolete - Control Panel | 0
8428 | Heating Manifold | 116
8429 | Obsolete - Domestic Manifold | 0
8430 | Obsolete - Htg. Manifold Top | 0
8431 | Obsolete - Dom. Manifold Top | 0
8432 | Obselete - Exchanger Connection | 84
8433 | Use 2907 | 0
8434 | Obselete - Venturi | 3.7
8435 | Obsolete - By-Pass Bobbin | 0
8436 | By-Pass Spring | 1.9
8437 | Spring | 1.9
8438 | Spring | 1.9
8439 | Obsolete - Plug | 0
8440 | Seating Plate | 12
8441 | Seating | 5.2
8442 | Fulcrum Arm | 11
8444 | O'Ring | 2
8445 | Gasket | 1
8446 | Use 1489 | 0
8447 | Use 01005177 | 0
8448 | Screw | 3.5
8460 | Pipe | 17
8465 | Obsolete - Guard | 0
8468 | Use 01005177 | 0
8477 | Obsolete - Tube | 0
8478 | Spark Electrode with Lead | 19
8481 | Obsolete - Printed Circuit Board | 0
8484 | Use 10027352 | 0
8528 | Obsolete - Support Bracket | 0
8529 | Obsolete - Control Panel Bracket | 0
8530 | Obsolete - Control Panel Bracket | 0
8533 | Heating Distribution Manifold | 272
8536 | Domestic Water Manifold | 107
8537 | Obsolete - Connection | 0
8538 | Obsolete - Pressure Sensor Pipe | 0
8539 | Pressure Sensor Pipe | 11
8540 | Obsolete - Fixing Bracket | 0
8541 | Clip | 1
8542 | O-Ring | 0.8
8544 | Obsolete - Gas Connection Pipe | 0
8545 | Obsolete - Pilot Pipe | 0
8546 | Obsolete - Gas Knob | 0
8547 | Obsolete - Combined High limit Flue Stat | 0
8548 | Obsolete - Expansion Vessel Pipe (Maxin) | 0
8549 | Obsolete - Flow Pipe | 0
8550 | Obsolete - Return Pipe | 0
8558 | Microswitch Clip | 0.7
8559 | Obsolete - Maxin Case | 0
8584 | Obsolete - Pipe | 0
8585 | Obsolete - Pipe | 0
8589 | Obsolete - Gas Pipe | 0
8602 | Use 1606 | 0
8607 | Obsolete - Control Panel (rep by 1639) | 0
8631 | Obsolete | 0
8633 | Obsolete - Fulcrum Arm Nut | 0
8634 | Obsolete - Brass Rod for Fulcrum Arm | 0
8635 | Obsolete - Fulcrum Arm Locating | 0
8654 | Clock Blanking Plate | 2.5
8673 | Obsolete - Plastic Cover | 0
8675 | Flue Clamp and Gasket | 6.9
8799 | Obsolete - Wiring Harness 14-48 | 0
8809 | Gauge | 31
8852 | Use 1191 | 0
8855 | NTC Sensor | 28
8860 | Use 1194 | 0
8861 | Obsolete - PCB Back Semi Box | 0
8862 | Obsolete - PCB Front Semi Box | 0
8863 | Obsolete | 0
8864 | Obsolete | 0
8866 | Obsolete - Brass Cap | 0
8868 | Pipe | 27
8869 | Obsolete | 0
8871 | Obsolete - Pipe | 0
8872 | Use 9731 | 0
8873 | Fitting/union | 20
8874 | Use 9730 | 0
8876 | Use 20104056 ERP Pump | 0
8877 | Obsolete - Pump Harness | 0
8878 | Use 1044 | 0
8880 | Obsolete - Combusrion Chamber | 0
8881 | Obsolete - Combusrion Chamber Top | 0
8882 | Use 1035 | 0
8883 | Obsolete - Silicone Seal | 0
8884 | Use 2810099 | 0
8885 | Use 1033 | 0
8886 | Obsolete - Burner Housing | 0
8887 | Use 1016 | 0
8888 | Use 1193 | 0
8889 | Use 1196 | 0
8890 | Obselete - Spreader Plate | 22
8891 | Use 10022853 | 0
8892 | Use 1019 | 0
8893 | Fan Gasket | 6.5
8896 | Gasket | 0.7
8897 | Obsolete - Main Burner Injector | 0
8899 | Use 9299 | 0
8900 | Pilot Glass | 3.4
8901 | Obsolete - Glass Cover | 0
8902 | Washer | 2.1
8903 | Washer | 1.1
8904 | Sleeve | 3.1
8906 | Obsolete - Gas Pipe | 0
8907 | Obsolete - Gas Pipe | 0
8908 | Obsolete - Analyser test point | 0
8909 | Plug | 3.7
8910 | Non Return Valve | 4.4
8911 | Extension for AAV's (4254 + 9806) | 5.2
8912 | Washer | 5.8
8913 | Obsolete - Reducing Nipple | 0
8914 | Gasket | 1.2
8915 | Obsolete - Test Nipple | 0
8916 | Obselete - Pressure Nipple | 1.9
8918 | Obsolete - Input P.C.B. | 0
8921 | Obsolete - Green-Red LED | 0
8922 | Obsolete | 0
8951 | Obsolete | 0
8952 | Obsolete - Connection | 0
8953 | Obsolete - Heating manifold | 0
8954 | Obsolete - Cover | 0
8955 | Obselete - Pipe | 41
8956 | Obsolete - Pipe | 0
8957 | Obsolete - Pipe | 0
8958 | Obselete - Connection Manifold | 21
8959 | O'Ring | 1
8960 | Obsolete - Input PCB | 0
8967 | Obsolete - Plastic Tube | 0
8968 | Fuse (Individual) 2 AMP | 1.1
8969 | 3.15 Amp fuse | 0.8
8970 | Main Burner Jet NG 3.8 | 6.6
8974 | Obsolete - Gas Union Nipple | 0
8975 | Washer | 2.8
9129 | Obsolete - Main Burner Jet NG | 0
9154 | Obsolete - Silicon Tube | 0
9156 | Obsolete - Seal | 0
9164 | Use 7281 | 0
9232 | Use 01005272 | 0
9233 | Obsolete - Bracket | 0
9263 | Pump Lock Key | 1
9264 | Combustion chamber | 20
9265 | Obsolete - Back Frame | 0
9266 | Expansn Vessel-(8548 Pipe Needed If Old Vessel is Rectangle) | 109
9268 | Obsolete - Return Distribution Manifold | 0
9269 | Obsolete - Distribution Manifold | 0
9270 | Obsolete - Distribution Manifold | 0
9271 | Safety Valve Pipe | 9
9272 | Obsolete - Gas Valve Bracket | 0
9273 | Obsolete - Instrument Panel | 0
9274 | Obsolete - PCB Cover | 0
9275 | Obsolete - Guard | 0
9285 | Burner Washer | 19
9286 | Obsolete - Spacer | 0
9287 | Washer | 8.6
9288 | Spark Electrode | 12
9289 | Obsolete - O'Ring | 0
9291 | Obsolete - Main Burner Jet Support | 0
9292 | Obselete - Screw | 8.3
9295 | Main buner jet LPG | 12
9296 | Obsolete - Spring | 0
9299 | Washer | 0.8
9430 | Flow governor (Red) | 4
9461 | Selector Switch | 5
9576 | Obsolete - Gas Valve Bracket | 0
9581 | Use 0443/10SE 0444/14SE 0445 | 0
9582 | Pressure Gauge | 21
9583 | Obsolete - Control Box top Panel | 0
9586 | Mynute 10 - 14 & 20SE Harness | 81
9587 | Obsolete - Casing | 0
9594 | Obsolete - Pipe | 0
9599 | Obsolete - Knob | 0
9695 | Thermostat | 9
9696 | Obsolete - Limit Thermostat | 0
9701 | Obsolete - Front Panel | 0
9709 | Obsolete - Clock blanking plate | 0
9716 | Obsolete - Eclpse ESS Printed Circuit Board | 0
9718 | Obsolete - Flow governor (Black) | 0
9730 | Condense Connecting Nipple | 12
9731 | Obsolete - Condense Pipe replaced 8872 | 0
9732 | Washer | 1
9752 | Obsolete - Cover | 0
9753 | Obsolete - Plastic Trade Mark label | 0
9754 | Obsolete - Air Chamber | 0
9756 | Obsolete - Expansion Vessel Pipe | 0
9757 | Obsolete - Pipe | 0
9758 | Obsolete - Pipe | 0
9759 | Obsolete - Knob | 0
9761 | Obsolete - Wiring Harness Maxin | 0
9762 | Obsolete - Valve Kit | 0
9763 | 3/4" Flow/Return Valve Straight | 34
9764 | Water Stop Cock | 28
9766 | Obsolete - Connection for Dom Exp Vessel | 0
9771 | Obsolete - Pump Cable | 0
9772 | Obsolete - Pipe | 0
9773 | Obsolete - Water Supply Stop Cock | 0
9774 | Obsolete - Mixing Valve | 0
9786 | Obsolete - Gas Connection Barrel | 0
9794 | Obsolete - Eclipse ESC Printed Circuit Board | 0
9797 | Obsolete - Gas Cock | 0
9799 | Obsolete - Frame | 0
9800 | Ignition Box | 206
9805 | Air Switch Bracket | 1.4
9806 | Auto Air Vent | 13
9807 | Fitting/union | 20
9814 | Obsolete - Guard | 0
9842 | Gas Valve | 187
9849 | Use 9806 | 0
9959 | Use 1196 | 0
9960 | Obselete - Spark Electrode Cable | 20
AE014 | Obsolete | 0
B81508 | Case | 234
B81510 | Pressure Switch | 191
B81511 | Premix Burner | 299
B81512 | Detector | 64
B81513 | Pipe | 102
B81514 | Pipe | 33
B81515 | Use 105910 | 0
B81516 | Replace Pipe 105910 | 22
B81517 | Wiring Harness | 75
B81518 | Slave Wiring Harness | 218
B81519 | Master Wiring Harness | 114
B81520 | Obselete - Serial Wiring | 91
FITTINGS1 | Fittings Pack - See Description | 120
FITTINGS10 | Fittings pack for Water Heater | 65
FITTINGS12 | Fittings pack for Easi-Heat Ci 25/29/32 | 106
FITTINGS2 | Fittings pack for Compact 25A/29A (Version 2) and ERP | 128
FITTINGS3 | Fittings pack for Unica 28/32/36 HE and Unica 28i/32i/36i | 230
FITTINGS4 | Fittings pack for Vision 25C and 30C (Version 1) | 128
FITTINGS5 | Fittings pack for Vision 25C/30C (Version 2) and ERP | 187
FITTINGS6 | Fittings pack for Vision 20S and 25S Both Versions | 92
FITTINGS7 | Fittings pack for Mynute 12/15/20 HE | 92
FITTINGS8 | Fittings pack for Mynute 25/30/35 HE | 121
FITTINGS9 | Fittings pack for Mynute I 20/25/30 | 96
R.006201 | Fitting | 14
R.012432 | Safety Valve | 38
R.ORING125 | O Ring | 1
R.ORING128 | O Ring | 30
R.PASSAFI1 | Fairlead | 12
R.SCARIC20 | Condensate trap Kit | 39
R.SCHEDA49 | PCB | 319
R.SCHEDA52 | PCB | 385
R.VASOE116 | Use 20011252 | 0
R01005080 | Obsolete | 0
R05 | Obsolete | 0
R06 | Obsolete | 0
R103317 | USE 10023566 (L) & 10023568 (S) | 0
R103319 | USE 10023569 (S) & 10023567 (L) OR 1786 | 0
R105928 | Flow deviator valve | 180
R106278 | Flue gas manifold | 252
R106647 | Switch | 18
R107551 | Flap Valve | 59
R7815 | Obsolete - L/H Air Deflector | 0
R93A | Use 20162477 | 0
RKE13 | USE 48898 | 0
RKE38 | Obsolete - Washer | 0
S01 | Obsolete | 0
S02 | Obsolete | 0
S03 | Obsolete | 0
S04 | Obsolete | 0
S10002 | Obsolete - Small Spring Gas Valve | 0
S10003 | Obsolete - Front Case R2A (S178 | 0
S10005 | Obsolete - Large Spring GasValve | 0
S10006 | Obsolete - O Ring | 0
S10007 | Obsolete - Push Rod | 0
S10008 | Obsolete - Lower W-Section Nut | 0
S10009 | Obsolete - Washer | 0
S10010 | Obsolete - Burner Cover Plate | 0
S10011 | Obsolete - Test Nipple Union | 0
S10012 | Obsolete - Diaphragm | 0
S10013 | Use 10024364 | 0
S10014 | Obsolete - Adjustment Spindle S | 0
S10015 | Obsolete - Washer | 0
S10017 | Obsolete - Spring | 0
S10018 | Obsolete - 0 Ring (Water Section) | 0
S10019 | Obsolete - Gland Nut | 0
S10020 | Obsolete - Upper water section | 0
S10021 | Obsolete - Electrode Lock Nut | 0
S10023 | Obsolete - Slow Ignition Device | 0
S10024 | Obsolete - Modulation Bobbin NG | 0
S10025 | Obsolete - Cold Water Inlet Pipe | 0
S10026 | Obsolete - Gas Valve Insert LPG | 0
S10027 | Obsolete - Hot Water Outlet Pipe | 0
S10028 | Obsolete - Modulation Bobbin LPG | 0
S10029 | Obsolete - Gas Valve Union Rear | 0
S10030 | Obsolete - Flow Tube | 0
S10031 | Obsolete - Venturi | 0
S10032 | Obsolete - Return Tube | 0
S10033 | Obsolete - Test Nipple Supply Pipe | 0
S10034 | Obsolete - Filter | 0
S10035 | Obsolete - Pilot tube | 0
S10036 | Obsolete - Gas Valve Union | 0
S10037 | Obsolete - Microswitch Bracket | 0
S10038 | Obsolete - Burner Injecter NG | 0
S10040 | Obsolete - BurnerInjecter LPG | 0
S10041 | Obsolete - Temp Regulating Spin | 0
S10042 | Obsolete - Sleeve Nut | 0
S10048 | Obsolete - Mech Gas Assembly | 0
S10049 | Obsolete - M Switch Adj Lever | 0
S10050 | Obsolete - Microswitch | 0
S10055 | Obsolete - Electronic Ignition | 0
S10057 | Obsolete - Rear Outer Case | 0
S10061 | Obsolete - Extension Screw | 0
S10063 | Use 5911 | 0
S10064 | Use 10023699 | 0
S10069 | Obsolete - Hood Assembly | 0
S10070 | Obsolete - Comb Chamber Cover | 0
S10071 | Obsolete - Silicon Tube | 0
S10082 | Obsolete - Washer | 0
S10083 | Obsolete - Screw | 0
S10084 | Obsolete | 0
S10086 | Obsolete - Sight Glass Outer | 0
S10087 | Obsolete - Sight Glass Outer | 0
S10088 | Obsolete - Sight Glass Inner | 0
S10089 | Obsolete - Sight Glass Retainer | 0
S10090 | Obsolete - Wiring Harness | 0
S10091 | Obsolete - Washer | 0
S10092 | Obsolete - Connecting Leads | 0
S10093 | Obsolete - Washer for Modulation | 0
S10095 | Obsolete - Test Nipple Union | 0
S10096 | Use S10098 | 0
S10097 | Obsolete - Mech Gas Ass Upper | 0
S10098 | Obsolete - Outer Case Seal Top & Bottom | 0
S10099 | Obsolete - Gas Valve Gasket | 0
S10106 | Obsolete - Pilot Tube Olive | 0
S10108 | Obsolete - Microswitch | 0
S10111 | Obsolete - Heat Exchanger Pipe Clamp | 0
S10113 | Obsolete - On/Off Switch | 0
S10114 | Obsolete - Screw | 0
S10115 | Obsolete - Heat Exchanger | 0
S10116 | Obsolete - Main Burner | 0
S10118 | Obsolete - Water section | 0
S10119 | Obsolete - Reset Button Switch | 0
S10123 | Obsolete - Control knob | 0
S10124 | Obsolete - Temperature Control | 0
S10129 | Obsolete - Spark electrode | 0
S10131 | Obsolete - Fibre Washer | 0
S10132 | Obsolete - Pilot Assembly | 0
S10133 | Obsolete - Gas Valve | 0
S10134 | Obsolete - Pilot Injector (N.G) | 0
S10135 | Obsolete - Pilot Injecter LPG | 0
S10137 | Obsolete - Spark Electrode | 0
S10140 | Obsolete - Spring Case Fastners | 0
S10144 | Obsolete Electrode lead | 0
S10145 | Use S10144 | 0
S10148 | Not available Complete (Obselete) | 88
S10149 | Use 10021235 | 0
S10153 | Obsolete - Gas Inlet Pipe | 0
S10154 | Obsolete - Test Nipple Supply Pipe | 0
S10160 | Obsolete - Pilot Tube Union | 0
S10164 | Obsolete - Spring | 0
S10166 | Obsolete - Test Nipple Screw | 0
S10167 | Obsolete - Gas Valve | 0
S10168 | Obsolete - Ignition Control Box | 0
S10169 | Obsolete - Pipe | 0
S10170 | Obsolete - Pilot Tube | 0
S10171 | Obsolete - Pilot Assembly | 0
S10172 | Obsolete - N.G Injector | 0
S10173 | Obsolete - LPG Injector | 0
S10174 | Obsolete - Electrode | 0
S10176 | Obsolete - Lockout Indicater | 0
S10177 | Obsolete - Hot Water Outlet Pipe | 0
S10178 | Obsolete - Mechanical Gas Valve | 0
S10179 | Obsolete - Mechanical Gas Valve | 0
S10180 | Obsolete - Gas Valve Union (Rear) | 0
S10181 | Obsolete - Gas Inlet Pipe | 0
S10182 | Obsolete - Test Nipple Supply Pipe | 0
S10183 | Use S10118 | 0
S10184 | Obsolete - Spindle | 0
S10185 | Obsolete - Screw M4 x 50 | 0
S10186 | Obsolete - Screw M4 x 25 | 0
S10187 | Obsolete - Gas Body | 0
S10188 | Obsolete | 0
S10189 | Obsolete - Venturi | 0
S10190 | Obsolete - Venturi | 0
S150 | Aquanova hanging bracket | 7
S152 | Knob | 10
S159 | Valve | 122
S190 | Obsolete - Awaiting description | 0
S209 | Obsolete - Awaiting description | 0
S419 | Obsolete - Fan Exh Pipe | 0
S432 | Lateral Insulating Panel | 7.2
S433 | Front Insulating Panel | 7.2
S435 | Rear Insulating Panel | 7.1
S438 | Proof Chamber Cover (W7050168) | 30
S474 | Obsolete - Proof Chamber Cover | 0
S538 | Sensing Electrode | 22
S597 | Spring | 1.5
S606 | Frame (W7050335) | 31
S612 | Obsolete - Sight glass Kit | 0
S656 | Burner (without diffuser) | 120
S659 | Obsolete - NG Diffuser for Burner | 0
S660 | LPG Diffuser (for Burner) | 38
S663 | Obsolete - Hood Assembly | 0
S675 | Sensing Electrode (W7080195) | 37
S757 | Adaptor Ring | 3.6
S758 | Fan | 130
T0001 | Service Kit | 60
T0002 | 3 Port Valve Service Kit | 58
T0019 | Excell Service Kit | 42
T0028 | Wind Modification Kit | 27
T0029 | Obsolete - AO Pump Back Section | 0
T0030 | Obsolete - Suppressor Pre 1994 | 0
T0031 | Obsolete - Suppressor | 0
T0041 | Blanking Kit | 6.3
T0042 | Obsolete - 17mm Alan Keys | 0
T0043 | Obsolete - 12mm Alan Keys | 0
T0044 | Obsolete - 4mm Alan Keys | 0
T0045 | Obsolete - 22mm Alan Key | 0
T0046 | Gas valve adjustment tool | 17
T0051 | Motorised Valve | 33
T0052 | Obsolete - Venturi Extractor | 0
T0053 | Obsolete - 5mm Alan Key | 0
T0058 | Maxin Service Kit | 58
T0063 | Linea Service Kit | 41
T0078 | Use 1859 | 0
T0079 | Use 1860 | 0
T0090 | Linea 7/Syntesi service kit | 30
T0091 | Obsolete - Carbon monoxide detector | 0
T0092 | Obsolete - Sentinel X100 Rapid Dose Inhibitor&Water Test Kit | 0
W7060407 | Use S150 | 0